## Summary
Count of Unique Landfills in this File | Count of Unique Operational Projects in this File
526 | 578
The LMOP Database contains key information about MSW landfills and LFG energy projects in the United States. Information in the LMOP Database is compiled from a variety of sources. Data received for inclusion in the LMOP Database are reviewed for reasonableness and currency and are corroborated via other data sources when possible. Not all data are updated each year. While the Program strives to keep the information as updated and accurate as possible, the database is not exhaustive. The LMOP Database does not include data for every MSW landfill in the United States.
Descriptions for the Options in the "Current Project Status" Field
Operational: Project or expansion is online
Shutdown: Project or expansion has ceased operations
Construction: Construction is underway on project or expansion
Planned: Planning is underway on project or expansion (between Candidate and Construction)
Future Potential: Landfill is open but does not meet the technical criteria for Candidate status yet; or landfill already has an Operational project but there is opportunity for additional energy recovery.

## LMOP Database
GHGRP ID | Landfill ID | Landfill Name | State | City | County | Ownership Type | Landfill Owner Organization(s) | Waste in Place (tons) | Waste in Place Year | LFG Collection System In Place? | LFG Collected (mmscfd) | LFG Flared (mmscfd) | Project ID | Current Project Status | Project Name | Project Start Date | Project Type Category | LFG Energy Project Type | RNG Delivery Method | LFG Use Details | Actual MW Generation | Rated MW Capacity | LFG Flow to Project (mmscfd) | End User(s) | Project Developer(s) | Project Owner(s) | Self-Developed | Current Year Emission Reductions (MMTCO2e/yr) - Direct | Current Year Emission Reductions (MMTCO2e/yr) - Avoided
1007341 | 1994 | Anchorage Regional Landfill | AK | Eagle River | Anchorage | Public | Municipality of Anchorage, AK | 9782936 | 2018 | Yes | 3.726 |  | 167079-0 | Operational | Project #1 | 2012-07-31 | Electricity | Reciprocating Engine |  | LFG piped 1.2 miles to fuel (4) GE JenbacherJGS 420 engines (1.4 MW each) at JBER | 5.6 | 5.6 | 2.59 | Joint Base Elmendorf Richardson (JBER) | Doyon Utilities | Doyon Utilities | No | 0.25301 | 0.02954
1007341 | 1994 | Anchorage Regional Landfill | AK | Eagle River | Anchorage | Public | Municipality of Anchorage, AK | 9782936 | 2018 | Yes | 3.726 |  | 167079-1 | Operational | Project #1, Expansion #1 | 2014-01-01 | Electricity | Reciprocating Engine |  | (1) engine | 1.4 |  |  | Joint Base Elmendorf Richardson (JBER) |  |  | Unknown | 0.06325 | 0.00739
1006790 | 7 | Advanced Disposal Star Ridge Landfill | AL | Moody | St. Clair | Private | Advanced Disposal Services | 4822600 | 2009 | Yes | 1.512 |  | 62-0 | Shutdown | Project #1 | 2007-01-11 | Direct | Direct Thermal |  | ~6-mile pipeline to brick kilns, innovative kiln technology (dual burner system) |  |  | 1.08 | Jenkins Brick Company |  |  | Yes | 0 | 0
1006790 | 7 | Advanced Disposal Star Ridge Landfill | AL | Moody | St. Clair | Private | Advanced Disposal Services | 4822600 | 2009 | Yes | 1.512 |  | 62-1 | Operational | Project #1, De-Expansion #1 | 2012-03-15 | Direct | Direct Thermal |  | ~6-mile pipeline to brick kilns, innovative kiln technology (dual burner system) |  |  | 0.72 | Acme Brick |  |  | No | 0.06303 | 0.00622
1010661 | 2 | City of Decatur-Morgan County Regional MSW Landfill | AL | Trinity | Morgan | Public | City of Decatur, AL; Morgan County, AL | 5883315 | 2018 | Yes | 0.731 |  | 181062-0 | Operational | Project #2 | 2010-07-01 | Electricity | Reciprocating Engine |  | (1) Caterpillar 3516 electrical generator; GraniteFuel SRT added for siloxane removal | 0.8 | 0.8 | 0.4 | Tennessee Valley Authority (TVA) | Granger Energy |  | No | 0.03614 | 0.00422
1010661 | 2 | City of Decatur-Morgan County Regional MSW Landfill | AL | Trinity | Morgan | Public | City of Decatur, AL; Morgan County, AL | 5883315 | 2018 | Yes | 0.731 |  | 181062-1 | Operational | Project #2, Expansion #1 | 2011-07-31 | Electricity | Cogeneration |  | (1) Caterpillar 3516 electrical generator with heat recovery to help heat new recycling center (10,800 sq ft) during winter; GraniteFuel SRT added for siloxane removal | 0.8 | 0.8 | 0.4 | Tennessee Valley Authority (TVA) | City of Decatur, AL | City of Decatur, AL | Yes | 0.03614 | 0.00422
1006304 | 2410 | Sand Valley Landfill | AL | Collinsville | DeKalb | Private | Republic Services, Inc. | 8821680 | 2018 | Yes | 2.755 |  | 180771-0 | Operational | Project #1 | 2013-11-26 | Electricity | Reciprocating Engine |  | (3) CAT G3520C engines | 4.8 | 4.8 |  | Tennessee Valley Authority (TVA) | Energy Developments, Inc | Energy Developments, Inc | No | 0.21686 | 0.02532
1004860 | 11821 | Scottsboro Landfill | AL | Hollywood | Jackson | Public | City of Scottsboro, AL | 999343 | 2018 | Yes | 0.268 |  | 181050-0 | Operational | Project #1 | 2011-09-07 | Electricity | Reciprocating Engine |  | 500-kW generator | 0.45 | 0.5 |  | Tennessee Valley Authority (TVA) | City of Scottsboro, AL |  | Yes | 0.02033 | 0.00237
1003406 | 2282 | Eco-Vista Landfill | AR | Springdale | Washington | Private | Waste Management, Inc. | 8917277 | 2018 | Yes | 2.181 | 0 | 180372-0 | Operational | Project #1 | 2010-11-01 | Electricity | Reciprocating Engine |  | (5) 800-kW Caterpillar 3516s | 3.8 | 4 | 2.086 | Arkansas Electric Cooperative Corporation | WM Renewable Energy, LLC |  | Yes | 0.17168 | 0.02005
1006026 | 2052 | Fort Smith SLF | AR | Fort Smith | Sebastian | Public | City of Fort Smith Department of Sanitation, AR | 9783990 | 2018 | Yes | 4.325 | 0 | 180840-0 | Operational | Project #2 | 2006-05-11 | Renewable Natural Gas | Vehicle Fuel | Pipeline Injection | Physical solvent process with patented enhancements to remove CO2, H2O, H2S, siloxanes, and other impurities from LFG; gas used down the pipeline for vehicle fuel |  |  | 2.16 | Arkansas Oklahoma Gas Corporation; Los Angeles Department of Water & Power (LADWP); Shell Energy North America | Cambrian Energy Development LLC; Morrow Renewables, LLC |  | No | 0.18909 | 0.01704
1006026 | 2052 | Fort Smith SLF | AR | Fort Smith | Sebastian | Public | City of Fort Smith Department of Sanitation, AR | 9783990 | 2018 | Yes | 4.325 | 0 | 180840-1 | Shutdown | Project #2, Expansion #1 | 2009-01-01 | Renewable Natural Gas | Vehicle Fuel | Pipeline Injection | Physical solvent process with patented enhancements to remove CO2, H2O, H2S, siloxanes, and other impurities from LFG; gas used down the pipeline for vehicle fuel |  |  | 1.152 | Arkansas Oklahoma Gas Corporation; Los Angeles Department of Water & Power (LADWP); Shell Energy North America | Cambrian Energy Development LLC; Morrow Renewables, LLC |  | No | 0 | 0
1006026 | 2052 | Fort Smith SLF | AR | Fort Smith | Sebastian | Public | City of Fort Smith Department of Sanitation, AR | 9783990 | 2018 | Yes | 4.325 | 0 | 180840-2 | Operational | Project #2, De-Expansion #1 | 2014-01-01 | Renewable Natural Gas | Vehicle Fuel | Pipeline Injection | Physical solvent process with patented enhancements to remove CO2, H2O, H2S, siloxanes, and other impurities from LFG; gas used down the pipeline for vehicle fuel |  |  | 0.64 | Arkansas Oklahoma Gas Corporation; Los Angeles Department of Water & Power (LADWP); Shell Energy North America | Cambrian Energy Development LLC; Morrow Renewables, LLC |  | No | 0.05603 | 0.00505
1007896 | 2043 | Two Pine Landfill | AR | North Little Rock | Pulaski | Private | Waste Management, Inc. | 13215330 | 2018 | Yes | 2.547 |  | 167128-0 | Operational | Project #1 | 2006-10-01 | Electricity | Reciprocating Engine |  | (6) 1,425 horsepower Caterpillar 3516 engines at 800 kW each | 3.75 | 4.8 |  | North Little Rock Electric Department | WM Renewable Energy, LLC |  | Yes | 0.16942 | 0.01978
1003683 | 1787 | City of Glendale Municipal Landfill | AZ | Glendale | Maricopa | Public | City of Glendale, AZ | 10737184 | 2018 | Yes | 1.507 |  | 101840-0 | Operational | Project #1 | 2010-01-30 | Electricity | Reciprocating Engine |  | (2) GE-Jenbacher 420 engines | 2.8 | 2.8 |  | Arizona Public Service (APS) | Tetra Tech BAS |  | No | 0.1265 | 0.01477
1002799 | 1770 | Los Reales Landfill | AZ | Tucson | Pima | Public | City of Tucson, AZ | 21897213 | 2018 | Yes | 1.886 |  | 101803-0 | Operational | Project #1 | 1999-12-15 | Electricity | Steam Turbine |  | LFG piped 3.5 miles to TEP generation station for use in a natural gas co-fired utility boiler (originally also could co-fire coal and oil) | 2.8 |  | 1.56 | Tucson Electric Power Company | Biogas Energy Solutions, LLC | Biogas Energy Solutions, LLC | No | 0.1265 | 0.01477
1000031 | 1786 | Northwest Regional MSW Landfill | AZ | Surprise | Maricopa | Private | Waste Management, Inc. | 20117184 | 2018 | Yes | 2.445 |  | 101839-0 | Operational | Project #1 | 2012-08-01 | Electricity | Reciprocating Engine |  | (2) 1,600-kW Caterpillar 3520s | 2.6 | 3.2 | 1.24 | Arizona Public Service (APS) | WM Renewable Energy, LLC | WM Renewable Energy, LLC | Yes | 0.11747 | 0.01372
| 36 | Acme LF | CA | Martinez | Contra Costa | Private | Acme Fill Corporation | 10800000 | 2002 | Yes | 1.8 |  | 180209-0 | Operational | Project #2 | 1999-01-01 | Electricity | Cogeneration |  | IC engine | 1.9 |  |  | Central Contra Costa Sanitary District | Acme Fill Corporation |  | Yes | 0.08584 | 0.01002
| 36 | Acme LF | CA | Martinez | Contra Costa | Private | Acme Fill Corporation | 10800000 | 2002 | Yes | 1.8 |  | 180234-0 | Operational | Project #3 | 2003-08-01 | Electricity | Microturbine |  | 4 70kW Ingersoll-Rand microturbines | 0.28 | 0.28 | 0.216 |  | Bulldog Power |  | No | 0.01265 | 0.00148
| 36 | Acme LF | CA | Martinez | Contra Costa | Private | Acme Fill Corporation | 10800000 | 2002 | Yes | 1.8 |  | 91-0 | Operational | Project #1 | 1982-01-01 | Direct | Boiler |  |  |  |  | 1.5 | Central Contra Costa Sanitary District | Acme Fill Corporation |  | Yes | 0.13131 | 0.01297
1004335 | 349 | All Purpose Landfill | CA | Santa Clara | Santa Clara | Public | City of Santa Clara, CA | 5501512 | 1996 | Yes | 0.26497 | 0.029204 | 180957-0 | Shutdown | Project #2 | 2009-12-18 | Electricity | Microturbine |  | (3) Ingersoll-Rand 250-kW microturbines | 0.75 | 0.75 | 0.34 | Silicon Valley Power, City of Santa Clara, CA | Ameresco, Inc. | Ameresco, Inc. | No | 0 | 0
1004335 | 349 | All Purpose Landfill | CA | Santa Clara | Santa Clara | Public | City of Santa Clara, CA | 5501512 | 1996 | Yes | 0.26497 | 0.029204 | 180957-1 | Operational | Project #2, De-Expansion #1 | 2014-01-01 | Electricity | Microturbine |  | (3) Ingersoll-Rand 250-kW microturbines | 0.4 |  | 0.24 | Silicon Valley Power, City of Santa Clara, CA | Ameresco, Inc. | Ameresco, Inc. | No | 0.01807 | 0.00211
1007699 | 39 | Altamont Landfill & Resource Recovery Facility | CA | Livermore | Alameda | Private | Waste Management, Inc. | 62224563 | 2018 | Yes | 8.33 |  | 180977-0 | Operational | Project #3 | 2009-09-01 | Renewable Natural Gas | Vehicle Fuel | Local Use | System's multi-step process includes compression, chilling, adsorption, and membranes to remove impurities, cleaned LFG is then cooled to -260 deg F to create 13,000 gal/day LNG for garbage trucks |  |  | 3.6 | Waste Management, Inc. | High Mountain Fuels |  | No | 0.31515 | 0.02841
1007699 | 39 | Altamont Landfill & Resource Recovery Facility | CA | Livermore | Alameda | Private | Waste Management, Inc. | 62224563 | 2018 | Yes | 8.33 |  | 95-0 | Operational | Project #1 | 1989-01-01 | Electricity | Gas Turbine |  | (2) Solar Centaur units (nameplate 3.1 MW each) installed in 1988 | 4.7 | 6.2 |  | Pacific Gas and Electric Company (PG&E) | Bio Energy Partners | WM Renewable Energy, LLC | No | 0.21235 | 0.0248
1011449 | 72 | BKK Landfill-Phases I & II | CA | West Covina | Los Angeles | Private | BKK Corporation | 49245368 | 1996 | Yes | 11.904 | 0.546 | 128-0 | Operational | Project #2 | 1992-01-01 | Electricity | Steam Turbine |  |  | 6 | 6.8 |  | Anaheim Public Utilities |  | Fortistar Methane Group | No | 0.27108 | 0.03165
1011449 | 72 | BKK Landfill-Phases I & II | CA | West Covina | Los Angeles | Private | BKK Corporation | 49245368 | 1996 | Yes | 11.904 | 0.546 | 180224-0 | Shutdown | Project #1 | 1985-01-01 | Electricity | Gas Turbine |  |  | 4.3 |  |  | Southern California Edison (SCE) Company |  | Fortistar Methane Group | No | 0 | 0
1011449 | 72 | BKK Landfill-Phases I & II | CA | West Covina | Los Angeles | Private | BKK Corporation | 49245368 | 1996 | Yes | 11.904 | 0.546 | 180224-1 | Operational | Project #1, Replacement | 1997-01-01 | Electricity | Gas Turbine |  | Solar Taurus 60 | 4.9 | 4.9 |  | Pasadena Water and Power |  | Fortistar Methane Group | No | 0.22138 | 0.02585
1006221 | 83 | Buena Vista Drive SLF | CA | Watsonville | Santa Cruz | Public | Santa Cruz County, CA | 4111415 | 2018 | Yes | 1.532 |  | 166996-0 | Operational | Project #2 | 2006-02-02 | Electricity | Reciprocating Engine |  | (3) 1,060 kW spark-ignited, turbocharged, after-cooled GE Jenbacher engines total, expected minimum availability of 90% | 3.18 | 3.18 | 1.54 | Alameda Municipal Power; City of Palo Alto, CA | Ameresco, Inc. |  | No | 0.14367 | 0.01678
1007600 | 84 | Burbank LF Site No. 3 | CA | Burbank | Los Angeles | Public | City of Burbank, CA | 2000000 |  | Yes | 0.543 |  | 180858-0 | Operational | Project #3 | 2005-04-01 | Electricity | Microturbine |  | (10) 30 kW Capstone microturbines and (1) 250 kW Ingersoll-Rand microturbine | 0.55 | 0.55 |  | Burbank Water & Power | Burbank Water & Power |  | No | 0.02485 | 0.0029
1003599 | 87 | Calabasas SLF | CA | Agoura Hills | Los Angeles | Public | Sanitation Districts of Los Angeles County, CA | 27174083 | 2018 | Yes | 6.39 |  | 180901-0 | Shutdown | Project #2 | 2010-07-12 | Electricity | Gas Turbine |  | (3) Solar Mercury 50 turbines | 13.8 | 13.8 | 5.6 | Sanitation Districts of Los Angeles County, CA | Sanitation Districts of Los Angeles County, CA | Sanitation Districts of Los Angeles County, CA | Yes | 0 | 0
1003599 | 87 | Calabasas SLF | CA | Agoura Hills | Los Angeles | Public | Sanitation Districts of Los Angeles County, CA | 27174083 | 2018 | Yes | 6.39 |  | 180901-1 | Operational | Project #2, De-Expansion #1 | 2019-01-01 | Electricity | Gas Turbine |  | (2) Solar Mercury 50 turbines | 9.2 | 9.2 |  | Sanitation Districts of Los Angeles County, CA | Sanitation Districts of Los Angeles County, CA | Sanitation Districts of Los Angeles County, CA | Yes | 0.41566 | 0.04854
1002992 | 105 | Chiquita Canyon SLF | CA | Castaic | Los Angeles | Private | Waste Connections, Inc. | 40308159 | 2018 | Yes | 10.817 | 4.789 | 161-0 | Operational | Project #1 | 2010-11-23 | Electricity | Gas Turbine |  | (2) Solar Mercury 50 turbines | 6 | 9.2 | 3.9 | Southern California Public Power Authority (SCPPA) | Ameresco, Inc. |  | No | 0.27108 | 0.03165
1006960 | 264 | City of Sacramento Landfill | CA | Sacramento | Sacramento | Public | City of Sacramento, CA | 3900000 |  | Yes | 1.16 |  | 323-0 | Operational | Project #1 | 1990-01-01 | Direct | Boiler |  | fuel for almond grower's boilers |  |  | 1.6 | California Almond Growers Exchange (CAGE) |  | Fortistar Methane Group | No | 0.14007 | 0.01383
1000339 | 271 | City of Santa Cruz SLF | CA | Santa Cruz | Santa Cruz | Public | City of Santa Cruz, CA | 3024722 | 2009 | Yes | 0.801 |  | 181024-0 | Operational | Project #2 | 2009-11-23 | Electricity | Reciprocating Engine |  | (1) Caterpillar 3520 engine | 1.6 | 1.6 |  | Sacramento Municipal Utility District (SMUD) | Fortistar Methane Group |  | No | 0.07229 | 0.00844
1006557 | 11160 | Clover Flat Landfill | CA | Calistoga | Napa | Private | Clover Flat Resource Recovery Park |  |  | Yes | 0.387 |  | 180958-0 | Operational | Project #1 | 2014-12-31 | Electricity | Reciprocating Engine |  | (1) Jenbacher engine | 0.75 |  | 0.35 | Pacific Gas and Electric Company (PG&E) | Golder Associates Inc. | Vista Corporation | No | 0.03388 | 0.00396
1006322 | 122 | Cold Canyon LF Solid Waste Disposal Site | CA | San Luis Obispo | San Luis Obispo | Private | Corral de Piedra Land Company | 6317091 | 2018 | Yes | 1.504 |  | 178-0 | Operational | Project #1 | 1999-01-01 | Direct | Boiler |  | LFG piped 2 miles to oilfield to fuel steam generators, the steam is used to increase the productivity of the oil wells, LFG providing 20% of fuel needs |  |  | 1.008 | Plains Exploration and Production Company |  |  | No | 0.08824 | 0.00871
1006322 | 122 | Cold Canyon LF Solid Waste Disposal Site | CA | San Luis Obispo | San Luis Obispo | Private | Corral de Piedra Land Company | 6317091 | 2018 | Yes | 1.504 |  | 200730-0 | Operational | Project #2 | 2013-07-31 | Electricity | Reciprocating Engine |  | (1) 1.6-MW G3520 CAT engine | 1.6 | 1.6 |  | Pacific Gas and Electric Company (PG&E) | Toro Energy, Inc. | Toro Energy, Inc. | No | 0.07229 | 0.00844
1000369 | 342 | Corona Disposal Site | CA | Corona | Riverside | Public | Riverside County, CA | 4000000 |  | Yes | 0.281 | 0 | 402-0 | Operational | Project #1 | 1986-03-04 | Electricity | Reciprocating Engine |  |  | 0.6 |  |  | Southern California Edison (SCE) Company | City of Corona, CA |  | Yes | 0.02711 | 0.00317
1007198 | 153 | Foothill Sanitary Landfill, Inc. | CA | Linden | San Joaquin | Public | San Joaquin County, CA | 5599948 | 2018 | Yes | 2.16 |  | 210-0 | Operational | Project #1 | 2014-04-24 | Electricity | Reciprocating Engine |  | (2) GE Jenbacher engines | 3.6 | 4.2 | 1.55 | Silicon Valley Power, City of Santa Clara, CA | Ameresco, Inc. |  | No | 0.16265 | 0.01899
1004010 | 11120 | Forward Landfill | CA | Manteca | San Joaquin | Private | Republic Services, Inc. | 27029334 | 2018 | Yes | 5.644 | 4.094 | 180955-0 | Operational | Project #1 | 2014-02-22 | Electricity | Reciprocating Engine |  | (2) GE Jenbacher 2.1-MW engines | 3.4 | 4.2 | 1.55 | Silicon Valley Power, City of Santa Clara, CA | Ameresco, Inc. |  | No | 0.15361 | 0.01794
1002107 | 62 | Frank R. Bowerman SLF | CA | Irvine | Orange | Public | County of Orange - OC Waste & Recycling, CA | 54928377 | 2018 | Yes | 15.12 | 4.37 | 181105-0 | Operational | Project #2 | 2016-03-29 | Electricity | Reciprocating Engine |  | fuel clean-up system, (7) Caterpillar CG260 internal combustion engines, and selective catalytic reduction (SCR) and oxidation catalyst units installed on each engine exhaust system to reduce NOx, CO, and VOC emissions | 22.4 |  | 10.75 | Anaheim Public Utilities | Montauk Energy | Bowerman Power LFG LLC | No | 1.012 | 0.11817
1007128 | 182 | Johnson Canyon SLF | CA | Gonzales | Monterey | Public | Salinas Valley Solid Waste Authority, CA | 3102622 | 2018 | Yes | 1.67 | 0.98 | 239-0 | Operational | Project #1 | 2013-05-12 | Electricity | Reciprocating Engine |  | (1) GE Jenbacher engine | 1.4 | 1.4 | 0.53 | City of Palo Alto, CA | Ameresco, Inc. | Ameresco, Inc. | No | 0.06325 | 0.00739
1007128 | 182 | Johnson Canyon SLF | CA | Gonzales | Monterey | Public | Salinas Valley Solid Waste Authority, CA | 3102622 | 2018 | Yes | 1.67 | 0.98 | 239-1 | Planned | Project #1, Expansion #1 | 2019-12-31 | Electricity | Reciprocating Engine | [8 empty] | Unknown | 0 | 0
1004011 | 184 | Keller Canyon LF | CA | Pittsburg | Contra Costa | Private | Republic Services, Inc. | 19935762 | 2018 | Yes | 5.847 | 4.022 | 241-0 | Operational | Project #1 | 2009-08-01 | Electricity | Reciprocating Engine |  | (2) GE Jenbacher engines | 3.8 | 3.8 | 1.63 | Alameda Municipal Power; City of Palo Alto, CA | Ameresco, Inc. |  | No | 0.17168 | 0.02005
1004037 | 265 | Kiefer LF | CA | Sloughhouse | Sacramento | Public | Sacramento County, CA | 30557161 | 2018 | Yes | 9.025 | 1.073 | 324-0 | Operational | Project #1 | 1999-01-01 | Electricity | Reciprocating Engine |  | 3 Caterpillar 3616 engines | 9 |  | 4.752 | Sacramento Municipal Utility District (SMUD) | Aria Energy, LLC | Aria Energy, LLC; DTE Biomass Energy | No | 0.40662 | 0.04748
1004037 | 265 | Kiefer LF | CA | Sloughhouse | Sacramento | Public | Sacramento County, CA | 30557161 | 2018 | Yes | 9.025 | 1.073 | 324-1 | Operational | Project #1, Expansion #1 | 2006-01-01 | Electricity | Reciprocating Engine |  | 2 Caterpillar 3616 engines | 6 |  | 3.2 | Sacramento Municipal Utility District (SMUD) | Aria Energy, LLC; DTE Biomass Energy | Aria Energy, LLC; DTE Biomass Energy | No | 0.27108 | 0.03165
1006107 | 201 | Lopez Canyon SLF | CA | Sylmar | Los Angeles | Public | City of Los Angeles, Bureau of Sanitation, CA | 19103296 | 1996 | Yes | 1.4777 | 0.3277 | 258-0 | Shutdown | Project #1 | 1999-01-05 | Electricity | Reciprocating Engine |  | (2) 3616 Caterpillar engines | 5.14 | 6 | 2.98 | Target Corporation | Cambrian Energy Development LLC | Fortistar Methane Group | No | 0 | 0
1006107 | 201 | Lopez Canyon SLF | CA | Sylmar | Los Angeles | Public | City of Los Angeles, Bureau of Sanitation, CA | 19103296 | 1996 | Yes | 1.4777 | 0.3277 | 258-1 | Operational | Project #1, De-Expansion #1 | 2017-01-01 | Electricity | Reciprocating Engine |  | (1) 3616 Caterpillar engine | 2.49 | 3 | 1.15 | Target Corporation | Cambrian Energy Development LLC | Fortistar Methane Group | No | 0.1125 | 0.01314
| 337 | Mission Hills | CA | Los Angeles | Los Angeles | Private | American Golf Corp.; Barclay Hollander | 21310000 |  | Yes | 4 |  | 166991-0 | Operational | Project #1 | 1984-01-01 | Electricity | Combined Cycle |  | 4.5-mile pipeline delivers LFG to (2) 14.5 MW combustion turbine generators fueled by 65% NG/35% LFG and (1) condensing steam turbine electric generator | 7.5 | 29 | 2.88 | UCLA Facilities Management |  | SCS Engineers | No | 0.33885 | 0.03957
1004550 | 217 | Monterey Peninsula SLF | CA | Marina | Monterey | Public | Monterey Regional Waste Management District, CA | 11823644 | 2018 | Yes | 2.412 |  | 274-0 | Shutdown | Project #1 | 1983-01-01 | Electricity | Reciprocating Engine |  | Original project: 2 Waukesha engine generators | 1.2 |  |  | Monterey Peninsula SLF; Pacific Gas and Electric Company (PG&E) | Biogas Energy Solutions, LLC |  | No | 0 | 0
1004550 | 217 | Monterey Peninsula SLF | CA | Marina | Monterey | Public | Monterey Regional Waste Management District, CA | 11823644 | 2018 | Yes | 2.412 |  | 274-1 | Shutdown | Project #1, Expansion #1 | 1994-01-01 | Electricity | Reciprocating Engine |  | Expansion: (1) Caterpillar 3516 | 0.8 | 0.8 |  | Monterey Peninsula SLF; Pacific Gas and Electric Company (PG&E) | Biogas Energy Solutions, LLC |  | No | 0 | 0
1004550 | 217 | Monterey Peninsula SLF | CA | Marina | Monterey | Public | Monterey Regional Waste Management District, CA | 11823644 | 2018 | Yes | 2.412 |  | 274-2 | Shutdown | Project #1, Expansion #2 | 1997-01-01 | Electricity | Reciprocating Engine |  | Expansion: GE-Jenbacher 320 engine | 0.987 |  |  | Monterey Regional Waste Management District, CA; Pacific Gas and Electric Company (PG&E) | Biogas Energy Solutions, LLC |  | No | 0 | 0
1004550 | 217 | Monterey Peninsula SLF | CA | Marina | Monterey | Public | Monterey Regional Waste Management District, CA | 11823644 | 2018 | Yes | 2.412 |  | 274-3 | Operational | Project #1, Expansion #3 | 1998-01-01 | Electricity | Reciprocating Engine |  | Replacement: GE-Jenbacher 320 engine replaced an original Waukesha engine. | 0.987 |  |  | Monterey Regional Waste Management District, CA | Biogas Energy Solutions, LLC |  | No | 0.04459 | 0.00521
1004550 | 217 | Monterey Peninsula SLF | CA | Marina | Monterey | Public | Monterey Regional Waste Management District, CA | 11823644 | 2018 | Yes | 2.412 |  | 274-4 | Operational | Project #1, Expansion #4 | 2002-01-01 | Electricity | Reciprocating Engine |  | Replacement: GE-Jenbacher 320 engine replaced an original Waukesha engine. | 1.057 |  |  | Monterey Regional Waste Management District, CA | Biogas Energy Solutions, LLC |  | No | 0.04776 | 0.00558
1004550 | 217 | Monterey Peninsula SLF | CA | Marina | Monterey | Public | Monterey Regional Waste Management District, CA | 11823644 | 2018 | Yes | 2.412 |  | 274-5 | Operational | Project #1, Expansion #5 | 2006-01-01 | Electricity | Cogeneration |  | Replacement: (1) Caterpillar 3520 replaced Caterpillar 3516 | 1.6 | 1.6 |  | Monterey Regional Waste Management District, CA | Biogas Energy Solutions, LLC |  | No | 0.07229 | 0.00844
1004550 | 217 | Monterey Peninsula SLF | CA | Marina | Monterey | Public | Monterey Regional Waste Management District, CA | 11823644 | 2018 | Yes | 2.412 |  | 274-6 | Operational | Project #1, Expansion #6 | 2009-01-01 | Electricity | Reciprocating Engine |  | Replacement: GE-Jenbacher 420 replaced GE-Jenbacher 320 | 1.4 |  |  | Monterey Regional Waste Management District, CA | Biogas Energy Solutions, LLC |  | No | 0.06325 | 0.00739
1004052 | 220 | Neal Road Recycling and Waste Facility | CA | Paradise | Butte | Public | Butte County, CA | 6050515 | 2018 | Yes | 1.519 |  | 277-0 | Operational | Project #1 | 2013-02-13 | Electricity | Reciprocating Engine |  | (1) GE Jenbacher 420 engine | 1.4 | 1.4 | 0.85 | Alameda Municipal Power | Ameresco, Inc. | Ameresco, Inc. | No | 0.06325 | 0.00739
1007558 | 20794 | North Miramar SLF | CA | San Diego | San Diego | Public | City of San Diego, CA | 6901184 | 1983 | Yes | 1.065 | 0.27 | 271-0 | Operational | Combination Project #1 (MBC Cogen) | 1997-06-30 | Electricity | Cogeneration |  | plant with (8) 800-kW Caterpillar 3516 engines produces 6.4 MW of electricity, 10 mmBtu/hr of 180 F water, & 6 mmBtu/hr of chilled water (2.8 MW used onsite, balance sold to the grid) | 6.4 | 6.4 | 4.41 | City of San Diego Metro Biosolids Center; San Diego Gas & Electric Company | Minnesota Methane LLC | Fortistar Methane Group | No | 0.02892 | 0.00338
1007558 | 20794 | North Miramar SLF | CA | San Diego | San Diego | Public | City of San Diego, CA | 6901184 | 1983 | Yes | 1.065 | 0.27 | 271-1 | Operational | Combination Project #1, Expansion #1 (MP2) | 2012-06-14 | Electricity | Reciprocating Engine |  | (2) Caterpillar G3520C engines provide 51% of MCAS' base energy load, new 6.5-mile power line delivers electricity to MCAS | 3.2 | 3.2 | 1.73 | Marine Corp Air Station Miramar (MCASM) | Fortistar Methane Group | Fortistar Methane Group | No | 0.01446 | 0.00169
1002320 | 232 | Olinda Alpha SLF | CA | Brea | Orange | Public | County of Orange - OC Waste & Recycling, CA | 83988930 | 2018 | Yes | 13.165 | 0.865 | 181049-0 | Operational | Project #3 | 2012-06-28 | Electricity | Combined Cycle |  | 2-train, 2-stage siloxane removal system; (4) Solar turbines each with a Rentech HRSG to capture waste exhaust heat to supply steam to a single Dresser Rand steam turbine generator for 45% project efficiency; post-combustion SCR to control N2O | 23.4 | 32.5 | 10.6 | Anaheim Public Utilities | Broadrock Renewables LLC | Broadrock Renewables LLC | No | 1.0572 | 0.12345
1002320 | 232 | Olinda Alpha SLF | CA | Brea | Orange | Public | County of Orange - OC Waste & Recycling, CA | 83988930 | 2018 | Yes | 13.165 | 0.865 | 181049-1 | Operational | Project #3, Expansion #1 | 2015-01-01 | Electricity | Combined Cycle |  | 2-train, 2-stage siloxane removal system; (4) Solar turbines each with a Rentech HRSG to capture waste exhaust heat to supply steam to a single Dresser Rand steam turbine generator for 45% project efficiency; post-combustion SCR to control N2O | 4.76 |  | 1.66 | Anaheim Public Utilities | Broadrock Renewables LLC | Broadrock Renewables LLC | No | 0.21506 | 0.02511
| 2162 | Operating Industries, Inc. LF (OII) | CA | Monterey Park | Los Angeles | Private | Operating Industries, Inc. | 29920000 |  | Yes | 3.34 | 2.98 | 180235-0 | Operational | Project #1 | 2002-08-12 | Electricity | Microturbine |  | 6 Ingersoll-Rand microturbines rated at 70 kW each | 0.42 | 0.42 | 0.36 | Operating Industries, Inc. LF (OII) | New Cure, Inc. |  | No | 0.01898 | 0.00222
| 233 | Orange Avenue Disposal Inc. | CA | Fresno | Fresno | Private | Caglia Environmental | 1000000 | 2004 | Yes | 0.216 |  | 291-0 | Operational | Project #1 | 2015-11-30 | Electricity | Reciprocating Engine |  | containerized 2G agenitor 206 with MAN engine, optimized for efficient operation on biogas, with a complete LFG treatment system and a special hot ambient temperature package | 0.22 | 0.22 |  | Cedar Avenue Recycling and Transfer Station (CARTS) | Caglia Environmental |  | Yes | 0.00994 | 0.00116
1008030 | 236 | Otay LF | CA | Chula Vista | San Diego | Private | Republic Services, Inc. | 39827486 | 2018 | Yes | 7.89 |  | 294-0 | Operational | Project #1 | 1986-12-01 | Electricity | Reciprocating Engine |  | (1) Cooper-Superior model 16SGTA lean-burn engine-generator set with 1,850 kW capacity (2,650 hp) | 1.8 | 1.85 |  | San Diego Gas & Electric Company | Covanta Energy | Energy Power Partners; Toro Energy, Inc. | No | 0.08132 | 0.0095
1008030 | 236 | Otay LF | CA | Chula Vista | San Diego | Private | Republic Services, Inc. | 39827486 | 2018 | Yes | 7.89 |  | 294-1 | Operational | Project #1, Expansion #1 | 1991-12-01 | Electricity | Reciprocating Engine |  | (1) Cooper-Superior model 16SGTA lean-burn engine-generator set with 1,850 kW capacity (2,650 hp) | 1.8 | 1.85 |  | San Diego Gas & Electric Company | Covanta Energy | Energy Power Partners; Toro Energy, Inc. | No | 0.08132 | 0.0095
1008030 | 236 | Otay LF | CA | Chula Vista | San Diego | Private | Republic Services, Inc. | 39827486 | 2018 | Yes | 7.89 |  | 294-2 | Operational | Project #1, Expansion #2 | 2007-03-01 | Electricity | Reciprocating Engine |  | (2) Cooper-Superior model 16SGTA lean-burn engine-generator sets with 1,850 kW capacity (2,650 hp) | 3.7 | 3.7 |  | San Diego Gas & Electric Company | Covanta Energy | Energy Power Partners; Toro Energy, Inc. | No | 0.16717 | 0.01952
1008030 | 236 | Otay LF | CA | Chula Vista | San Diego | Private | Republic Services, Inc. | 39827486 | 2018 | Yes | 7.89 |  | 294-3 | Operational | Project #1, Expansion #3 | 2013-08-01 | Electricity | Reciprocating Engine |  | (2) Caterpillar 3520 engines | 3.2 | 3.2 |  | San Diego Gas & Electric Company | Toro Energy, Inc. | Energy Power Partners; Toro Energy, Inc. | No | 0.14458 | 0.01688
1007112 | 238 | Ox Mountain SLF | CA | Half Moon Bay | San Mateo | Private | Republic Services, Inc. | 34067875 | 2018 | Yes | 6.316 |  | 296-0 | Operational | Project #1 | 2009-04-01 | Electricity | Reciprocating Engine |  | (6) GE Jenbacher 1.92-MW JGS 616 GS-LL engines in all, using GE's temperature swing adsorption (TSA) | 9.7 | 11.4 | 4.8 | Alameda Municipal Power; City of Palo Alto, CA | Ameresco, Inc. |  | No | 0.43825 | 0.05117
1005865 | 332 | Palo Alto LF | CA | Palo Alto | Santa Clara | Public | City of Palo Alto, CA | 5825175 | 2011 | Yes | 0.49649 | 0.44926 | 180864-0 | Shutdown | Project #2 | 2005-08-01 | Direct | Direct Thermal |  | sewage sludge drying operations at WWTP, LFG used in place of NG in incinerators |  |  | 0.24 | Palo Alto Regional Water Quality Control Plant |  |  | No | 0 | 0
1005865 | 332 | Palo Alto LF | CA | Palo Alto | Santa Clara | Public | City of Palo Alto, CA | 5825175 | 2011 | Yes | 0.49649 | 0.44926 | 180864-1 | Operational | Project #2, De-Expansion #1 | 2013-01-01 | Direct | Direct Thermal |  | sewage sludge drying operations at WWTP, LFG used in place of NG in incinerators |  |  | 0.09 | Palo Alto Regional Water Quality Control Plant |  |  | No | 0.00788 | 0.00078
1007345 | 250 | Potrero Hills SLF | CA | Suisun City | Solano | Private | Waste Connections, Inc. | 18552642 | 2017 | Yes | 5.04 |  | 309-0 | Operational | Project #1 | 2016-04-30 | Electricity | Reciprocating Engine |  | (5) Caterpillar lean-burn 3520 engines, advanced environmental controls to reduce sulfur content prior to combustion and post-combustion catalytic reduction | 7 | 8 | 3.7 | Pacific Gas and Electric Company (PG&E) | DTE Biomass Energy | DTE Biomass Energy | No | 0.31626 | 0.03693
1002106 | 251 | Prima Deshecha SLF | CA | San Juan Capistrano | Orange | Public | County of Orange - OC Waste & Recycling, CA | 22331121 | 2018 | Yes | 4.32 | 1.08 | 310-0 | Operational | Project #1 | 1999-06-01 | Electricity | Reciprocating Engine |  | (2) Caterpillar 3616 engines (3,150 kW each) | 5.5 | 6.3 | 3.24 | San Diego Gas & Electric Company |  | Fortistar Methane Group | No | 0.24849 | 0.02902
1003199 | 352 | Puente Hills LF | CA | Whittier | Los Angeles | Public | Sanitation Districts of Los Angeles County, CA | 142250454 | 2013 | Yes | 25.81 | 1.31 | 414-0 | Shutdown | Project #3, Steam Cycle Plant | 1986-08-08 | Electricity | Steam Turbine |  | Conventional Rankine Cycle Steam power plant firing LFG in the plant’s boilers to produce superheated steam which is then used to drive the steam turbine/generator to generate electric power | 50 | 50 | 33.1 | Southern California Edison (SCE) Company | Sanitation Districts of Los Angeles County, CA | Sanitation Districts of Los Angeles County, CA | Yes | 0 | 0
1003199 | 352 | Puente Hills LF | CA | Whittier | Los Angeles | Public | Sanitation Districts of Los Angeles County, CA | 142250454 | 2013 | Yes | 25.81 | 1.31 | 414-1 | Shutdown | Project #3, De-Expansion #1 | 2013-01-01 | Electricity | Steam Turbine |  | Conventional Rankine Cycle Steam power plant firing LFG in the plant’s boilers to produce superheated steam which is then used to drive the steam turbine/generator to generate electric power | 33 | 50 |  | Southern California Edison (SCE) Company | Sanitation Districts of Los Angeles County, CA | Sanitation Districts of Los Angeles County, CA | Yes | 0 | 0
1003199 | 352 | Puente Hills LF | CA | Whittier | Los Angeles | Public | Sanitation Districts of Los Angeles County, CA | 142250454 | 2013 | Yes | 25.81 | 1.31 | 414-2 | Operational | Project #3, De-Expansion #2 | 2016-01-01 | Electricity | Steam Turbine |  | Conventional Rankine Cycle Steam power plant firing LFG in the plant’s boilers to produce superheated steam which is then used to drive the steam turbine/generator to generate electric power | 24 | 50 | 24.5 | Southern California Edison (SCE) Company | Sanitation Districts of Los Angeles County, CA | Sanitation Districts of Los Angeles County, CA | Yes | 1.0843 | 0.12662
1005042 | 54 | Recology Hay Road LF | CA | Vacaville | Solano | Private | Recology | 6506130 | 2018 | Yes | 1.679 |  | 110-0 | Operational | Project #1 | 2013-07-02 | Electricity | Reciprocating Engine |  | (1) Caterpillar G3520C RICE generator rated at 1.6 MWe | 1.6 | 1.6 | 1.0498 | Marin Clean Energy (MCE) | G2 Energy, LLC | G2 Energy, LLC | No | 0.07229 | 0.00844
1004745 | 1976 | Recology Ostrom Road LF | CA | Wheatland | Yuba | Private | Recology | 5083592 | 2018 | Yes | 2.004 |  | 167060-0 | Operational | Project #1 | 2009-01-09 | Electricity | Reciprocating Engine |  | (1) Caterpillar G3520C genset | 1.6 | 1.6 | 0.99792 | Silicon Valley Power, City of Santa Clara, CA | G2 Energy, LLC | G2 Energy, LLC | No | 0.07229 | 0.00844
1004745 | 1976 | Recology Ostrom Road LF | CA | Wheatland | Yuba | Private | Recology | 5083592 | 2018 | Yes | 2.004 |  | 167060-1 | Operational | Project #1, Expansion #1 | 2013-09-11 | Electricity | Reciprocating Engine |  | (1) Caterpillar G3520C genset rated at 1.95 Mwe | 1.95 | 1.95 | 1.215 | Marin Clean Energy (MCE) | G2 Energy, LLC | G2 Energy, LLC | No | 0.0881 | 0.01029
1007668 | 258 | Redwood SLF | CA | Novato | Marin | Private | Waste Management, Inc. | 15768857 | 2018 | Yes | 3.806 | 2.026 | 181063-0 | Operational | Project #2 | 2017-09-20 | Electricity | Reciprocating Engine |  | (2) CAT 3520+ models at 2 MW each; engine exhaust is treated to remove CO and NOx; LFG is pre-treated to remove particulates, moisture, sulfur and siloxanes | 3.3 | 3.9 | 1.78 | Marin Clean Energy (MCE) | WM Renewable Energy, LLC |  | Yes | 0.14909 | 0.01741
1004882 | 113 | Santa Maria Regional Landfill | CA | Santa Maria | Santa Barbara | Public | City of Santa Maria, CA | 5817495 | 2018 | Yes | 1.3 |  | 169-0 | Operational | Project #1 | 2007-08-15 | Electricity | Cogeneration |  | GE-Jenbacher JGS320 engine | 1 |  | 0.432 | Marian Medical Center | Janechek & Associates |  | No | 0.04518 | 0.00528
1005782 | 116 | Savage Canyon LF | CA | Whittier | Los Angeles | Public | City of Whittier, CA | 4291008 | 2017 | Yes | 1.008 |  | 172-0 | Operational | Project #1 | 2006-08-01 | Electricity | Cogeneration |  | Reciprocating engine | 2 |  | 1.008 | Whittier Presbysterian Hospital | J&A Whittier, LLC |  | No | 0.09036 | 0.01055
1005910 | 344 | Shoreline LF at Mountain View | CA | Mountain View | Santa Clara | Public | City of Mountain View, CA | 12727050 | 1993 | Yes | 0.996 |  | 180400-0 | Operational | Project #2 | 2004-12-01 | Electricity | Microturbine |  | (2) 70 kW Ingersoll-Rand microturbines | 0.14 | 0.14 | 0.086 | Shoreline LF at Mountain View | City of Mountain View, CA |  | No | 0.00633 | 0.00074
1005910 | 344 | Shoreline LF at Mountain View | CA | Mountain View | Santa Clara | Public | City of Mountain View, CA | 12727050 | 1993 | Yes | 0.996 |  | 180401-0 | Operational | Project #3 | 2005-11-01 | Electricity | Cogeneration |  | 1.25-mile pipeline delivers processed gas to (3) 970-kW generators to power buildings, waste heat used in absorption chillers and to heat water, the total heat recovery for all 3 engines is ~25 MMBtu/hr | 2.91 | 2.91 |  | Johnson & Johnson; Pacific Gas and Electric Company (PG&E) |  |  | No | 0.13147 | 0.01535
1004123 | 1929 | Sonoma County Central Disposal Site | CA | Petaluma | Sonoma | Public | Sonoma County, CA | 15148749 | 2018 | Yes | 2.872 |  | 166999-0 | Shutdown | Project #1 | 1994-03-01 | Electricity | Reciprocating Engine |  | (4) CAT 3516 engines installed in 1993 | 3.2 | 3.2 | 1.38 | Pacific Gas and Electric Company (PG&E) | Aria Energy, LLC | Sonoma County, CA | No | 0 | 0
1004123 | 1929 | Sonoma County Central Disposal Site | CA | Petaluma | Sonoma | Public | Sonoma County, CA | 15148749 | 2018 | Yes | 2.872 |  | 166999-1 | Shutdown | Project #1, Expansion #1 | 1996-06-01 | Electricity | Reciprocating Engine |  | 4 CAT 3516 engines installed in 1996 | 3.2 | 3.2 | 1.38 | Pacific Gas and Electric Company (PG&E) | Aria Energy, LLC | Sonoma County, CA | No | 0 | 0
1004123 | 1929 | Sonoma County Central Disposal Site | CA | Petaluma | Sonoma | Public | Sonoma County, CA | 15148749 | 2018 | Yes | 2.872 |  | 166999-2 | Shutdown | Project #1, Expansion #2 | 2003-03-01 | Electricity | Reciprocating Engine |  | 2 CAT 3516 engines | 1.1 | 1.6 | 0.2 | Pacific Gas and Electric Company (PG&E) | Aria Energy, LLC | Sonoma County, CA | No | 0 | 0
1004123 | 1929 | Sonoma County Central Disposal Site | CA | Petaluma | Sonoma | Public | Sonoma County, CA | 15148749 | 2018 | Yes | 2.872 |  | 166999-3 | Shutdown | Project #1, De-Expansion #1 | 2006-01-01 | Electricity | Reciprocating Engine |  |  | 3 |  |  | Sonoma County Water Agency | Aria Energy, LLC | Sonoma County, CA | No | 0 | 0
1004123 | 1929 | Sonoma County Central Disposal Site | CA | Petaluma | Sonoma | Public | Sonoma County, CA | 15148749 | 2018 | Yes | 2.872 |  | 166999-4 | Operational | Project #1, De-Expansion #2 | 2018-01-01 | Electricity | Reciprocating Engine |  | (2) lean-burn ICE / generator sets (Caterpillar G3516) | 1.6 | 1.6 | 1 | Sonoma County Water Agency | Aria Energy, LLC | Sonoma County, CA | No | 0.07229 | 0.00844
1003386 | 114 | Sunnyvale LF | CA | Sunnyvale | Santa Clara | Public | City of Sunnyvale, CA | 2300000 |  | Yes | 0.361 |  | 170-0 | Operational | Project #1 | 1998-01-01 | Electricity | Reciprocating Engine |  | LFG co-fired with WWTP digester gas; (2) 800-kW Caterpillar 3516 engine-generators combust 75% LFG/25% digester gas | 1.2 | 1.6 | 0.656 | City of Sunnyvale WWTP | City of Sunnyvale, CA |  | Yes | 0.05422 | 0.00633
1003679 | 286 | Sunshine Canyon Landfill | CA | Sylmar | Los Angeles | Private | Republic Services, Inc. | 62900800 | 2018 | Yes | 27.084 |  | 166995-0 | Operational | Project #2 | 2014-09-01 | Electricity | Gas Turbine |  | (5) Solar Mercury 50 CTG turbines, each at 43.28 MMBtu/hr and driving a nominal 4.9 MW electric generator | 20 | 20 | 12 | Pacific Gas and Electric Company (PG&E) | Aria Energy, LLC; DTE Biomass Energy | Aria Energy, LLC; DTE Biomass Energy | No | 0.9036 | 0.10551
1003680 | 287 | Sycamore SLF | CA | Santee | San Diego | Private | Republic Services, Inc. | 30161247 | 2018 | Yes | 4.642 | 1.472 | 347-0 | Shutdown | Project #1 | 1988-12-31 | Electricity | Gas Turbine |  | (2) 10.8 MMBtu/hr Saturn recuperated gas turbines driving 933 kW generators | 1.48 | 1.866 |  | San Diego Gas & Electric Company | Gas Recovery Systems, LLC | Fortistar Methane Group | No | 0 | 0
1003680 | 287 | Sycamore SLF | CA | Santee | San Diego | Private | Republic Services, Inc. | 30161247 | 2018 | Yes | 4.642 | 1.472 | 347-1 | Operational | Project #1, Expansion #1 | 2004-04-01 | Electricity | Gas Turbine |  | (1) 45 MMBtu/hr Centaur gas turbine | 2.5 | 3 |  | San Diego Gas & Electric Company | Gas Recovery Systems, LLC | Fortistar Methane Group | No | 0.11295 | 0.01319
1003680 | 287 | Sycamore SLF | CA | Santee | San Diego | Private | Republic Services, Inc. | 30161247 | 2018 | Yes | 4.642 | 1.472 | 347-2 | Operational | Project #1, Replacement Units | 2011-05-16 | Electricity | Gas Turbine |  | (2) Solar turbines rated at 1.2 MW each | 1.5 | 2.4 |  | San Diego Gas & Electric Company | Fortistar Methane Group | Fortistar Methane Group | No | 0.06777 | 0.00791
1002634 | 289 | Tajiguas SLF | CA | Gaviota | Santa Barbara | Public | Santa Barbara County, CA | 11999911 | 2018 | Yes | 1.82 | 0.316 | 349-0 | Operational | Project #1 | 2000-03-31 | Electricity | Reciprocating Engine |  | Caterpillar G3616 IC engine (rated at 4231 bhp) is prime mover that generates electrical energy via a Kato Model CO87-0546 electrical generator | 3.1 |  | 1.5 | Southern California Edison (SCE) Company | Fortistar Methane Group |  | No | 0.14006 | 0.01635
1004743 | 294 | Toland Road SLF | CA | Santa Paula | Ventura | Public | Ventura Regional Sanitation District, CA | 9263676 | 2018 | Yes | 1.902 |  | 354-0 | Operational | Project #1 | 2004-08-01 | Electricity | Microturbine |  | (1) 70 kW Ingersoll-Rand microturbine | 0.07 | 0.07 |  | Southern California Edison (SCE) Company; Toland Road SLF | Ventura Regional Sanitation District, CA |  | No | 0.00316 | 0.00037
| 302 | Union Mine Disposal Site | CA | El Dorado | El Dorado | Public | El Dorado County, CA | 1000000 |  | Yes | 0.35 | 0.235 | 362-0 | Operational | Project #1 | 2004-01-01 | Electricity | Microturbine |  | (3) Ingersoll Rand microturbines rated at 70 kW each, electricity used to supplement the power used to run on-site wastewater treatment facility | 0.21 | 0.21 | 0.115 | El Dorado County, CA | El Dorado County, CA |  | Yes | 0.00949 | 0.00111
| 303 | University of California at Davis SLF | CA | Davis | Yolo | Private | University of California at Davis | 534000 |  | Yes |  |  | 363-0 | Operational | Project #1 | 2014-04-22 | Electricity | Cogeneration |  | Renewable Energy Anaerobic Digester (READ) project blends LFG with biogas from university's food/other waste AD to generate electricity from microturbines; AD will divert 20,000 tons/yr of waste; secondary product from AD is fertilizer and soil amendments | 0.14 | 0.8 |  | University of California at Davis | CleanWorld; University of California at Davis |  | No | 0.00633 | 0.00074
1007040 | 309 | Vasco Road SLF | CA | Livermore | Alameda | Private | Republic Services, Inc. | 27067777 | 2018 | Yes | 3.1 |  | 369-0 | Operational | Project #1 | 2014-02-22 | Electricity | Reciprocating Engine |  | (2) GE Jenbacher engines | 4.3 |  | 2.04 | Silicon Valley Power, City of Santa Clara, CA | Ameresco, Inc. |  | No | 0.19427 | 0.02269
1005195 | 320 | West Contra Costa SLF | CA | Richmond | Contra Costa | Private | Republic Services, Inc. | 14950000 | 2006 | Yes | 2.79 |  | 380-0 | Operational | Project #1 | 1985-01-01 | Electricity | Reciprocating Engine |  | (3) Waukesha engines | 2 |  |  | Alameda Municipal Power | West County Energy Recovery Corp. | Republic Services, Inc. | No | 0.09036 | 0.01055
1005195 | 320 | West Contra Costa SLF | CA | Richmond | Contra Costa | Private | Republic Services, Inc. | 14950000 | 2006 | Yes | 2.79 |  | 380-1 | Operational | Project #1, Expansion #1 | 2010-01-01 | Electricity | Reciprocating Engine |  | Original (3) Waukesha engines (overhauled multiple times) still in place, original generators have been rebuilt or replaced which increased capacity from 675 kW each to 700-750 kW each | 0.15 |  |  | Alameda Municipal Power | West County Energy Recovery Corp. | Republic Services, Inc. | No | 0.00678 | 0.00079
1005061 | 214 | West Miramar SLF | CA | San Diego | San Diego | Public | United States Navy | 43828172 | 2018 | Yes | 6.77 |  | 166990-0 | Operational | Project #2 (NCCF) | 1999-03-01 | Electricity | Reciprocating Engine |  | (4) 950-kW Caterpillar 3516 engines; most electricity is used on site, balance sold to the grid | 3.3 | 3.8 |  | City of San Diego North City Water Reclamation Plant | Minnesota Methane LLC | Fortistar Methane Group | No | 0.14909 | 0.01741
1005061 | 214 | West Miramar SLF | CA | San Diego | San Diego | Public | United States Navy | 43828172 | 2018 | Yes | 6.77 |  | 166990-1 | Planned | Project #2 (NCCF), Expansion #1 | 2019-12-31 | Electricity | Reciprocating Engine |  |  | 1.6 | 1.6 |  |  | Fortistar Methane Group |  | No | 0 | 0
1005061 | 214 | West Miramar SLF | CA | San Diego | San Diego | Public | United States Navy | 43828172 | 2018 | Yes | 6.77 |  | 271-0 | Operational | Combination Project #1 (MBC Cogen) | 1997-06-30 | Electricity | Cogeneration |  | plant with (8) 800-kW Caterpillar 3516 engines produces 6.4 MW of electricity, 10 mmBtu/hr of 180 F water, & 6 mmBtu/hr of chilled water (2.8 MW used onsite, balance sold to the grid) | 6.4 | 6.4 | 4.41 | City of San Diego Metro Biosolids Center; San Diego Gas & Electric Company | Minnesota Methane LLC | Fortistar Methane Group | No | 0.26024 | 0.03039
1005061 | 214 | West Miramar SLF | CA | San Diego | San Diego | Public | United States Navy | 43828172 | 2018 | Yes | 6.77 |  | 271-1 | Operational | Combination Project #1, Expansion #1 (MP2) | 2012-06-14 | Electricity | Reciprocating Engine |  | (2) Caterpillar G3520C engines provide 51% of MCAS' base energy load, new 6.5-mile power line delivers electricity to MCAS | 3.2 | 3.2 | 1.73 | Marine Corp Air Station Miramar (MCASM) | Fortistar Methane Group | Fortistar Methane Group | No | 0.13012 | 0.01519
1006501 | 247 | Western Regional SLF | CA | Lincoln | Placer | Public | Western Placer Waste Management Authority, CA | 7711744 | 2018 | Yes | 2.265 |  | 306-0 | Operational | Project #1 | 2004-07-01 | Electricity | Reciprocating Engine |  | 2 Caterpillar engines | 1.6 | 1.6 |  | City of Roseville, CA | APTIM; Energy 2001, Inc. |  | No | 0.07229 | 0.00844
1006501 | 247 | Western Regional SLF | CA | Lincoln | Placer | Public | Western Placer Waste Management Authority, CA | 7711744 | 2018 | Yes | 2.265 |  | 306-1 | Operational | Project #1, Expansion #1 | 2008-03-01 | Electricity | Reciprocating Engine |  | 1 additional Caterpillar engine | 0.8 | 0.8 |  | City of Roseville, CA | Energy 2001, Inc. |  | No | 0.03614 | 0.00422
1011371 | 327 | Yolo County Central LF | CA | Woodland | Yolo | Public | Yolo County, CA | 8362222 | 2018 | Yes | 1.364 |  | 387-0 | Operational | Project #1 | 1997-03-01 | Electricity | Reciprocating Engine |  | (4) Caterpillar G399 at 600kW each, producing 1,500-2,000 kW with 250 kW parasitic drain | 1.75 | 2.4 | 1.4 | Sacramento Municipal Utility District (SMUD) | NEO Corporation | Yolo County, CA | No | 0.07906 | 0.00923
1007709 | 1718 | Denver Arapahoe Disposal Site (DADS) | CO | Aurora | Arapahoe | Public | City and County of Denver, CO | 69077355 | 2018 | Yes | 4.075 |  | 6397-0 | Operational | Project #1 | 2008-09-01 | Electricity | Reciprocating Engine |  | (4) Caterpillar 3516 engines | 2.4 | 3.2 | 1.5 | Xcel Energy - Denver District Cooling | WM Renewable Energy, LLC |  | Yes | 0.10843 | 0.01266
1007700 | 1739 | Denver Regional Landfill (North) | CO | Erie | Weld | Private | Republic Services, Inc. | 6319775 | 1992 | Yes | 0.283 |  | 6416-0 | Operational | Combination Project | 2011-10-01 | Electricity | Reciprocating Engine |  | (2) CAT G3520 engines; 1.75 miles of pipeline collect LFG from the (3) landfills; no siloxane removal | 3.2 | 3.2 | 1.5 | United Power Cooperative | Aria Energy, LLC; Timberline Energy, LLC | Aria Energy, LLC; Timberline Energy, LLC | No | 0.04819 | 0.00563
1005633 | 1737 | Denver Regional Landfill (South) | CO | Erie | Weld | Private | Waste Connections Inc. - Central Region | 14666480 | 2018 | Yes | 1.621 |  | 6416-0 | Operational | Combination Project | 2011-10-01 | Electricity | Reciprocating Engine |  | (2) CAT G3520 engines; 1.75 miles of pipeline collect LFG from the (3) landfills; no siloxane removal | 3.2 | 3.2 | 1.5 | United Power Cooperative | Aria Energy, LLC; Timberline Energy, LLC | Aria Energy, LLC; Timberline Energy, LLC | No | 0.04819 | 0.00563
1003911 | 2277 | Front Range Landfill | CO | Erie | Weld | Private | Waste Connections Inc. - Central Region | 16098136 | 2018 | Yes | 0.93 |  | 6416-0 | Operational | Combination Project | 2011-10-01 | Electricity | Reciprocating Engine |  | (2) CAT G3520 engines; 1.75 miles of pipeline collect LFG from the (3) landfills; no siloxane removal | 3.2 | 3.2 | 1.5 | United Power Cooperative | Aria Energy, LLC; Timberline Energy, LLC | Aria Energy, LLC; Timberline Energy, LLC | No | 0.0482 | 0.00563
| 363 | East Windsor LF | CT | Broad Brook | Hartford | Private | Manchester Methane | 837000 |  | Yes | 0.36158 |  | 427-0 | Operational | Project #1 | 2007-05-01 | Electricity | Reciprocating Engine |  | 2 Caterpillar engines | 3.2 | 3.2 |  | Eversource | Manchester Methane |  | Yes | 0.14458 | 0.01688
1008010 | 362 | New Milford LF | CT | New Milford | Litchfield | Private | Waste Management, Inc. | 6700000 | 1995 | Yes | 0.829 | 0 | 180914-0 | Shutdown | Project #2 | 2008-05-15 | Electricity | Reciprocating Engine |  | (3) Caterpillar 3516s | 1.73 | 2.4 |  | Eversource | WM Renewable Energy, LLC |  | Yes | 0 | 0
1008010 | 362 | New Milford LF | CT | New Milford | Litchfield | Private | Waste Management, Inc. | 6700000 | 1995 | Yes | 0.829 | 0 | 180914-1 | Shutdown | Project #2, De-Expansion #1 | 2012-01-01 | Electricity | Reciprocating Engine |  | (2) Caterpillar 3516s (removed 1 of the original engines in 2011) | 1.39 | 1.6 |  | Eversource | WM Renewable Energy, LLC |  | Yes | 0 | 0
1008010 | 362 | New Milford LF | CT | New Milford | Litchfield | Private | Waste Management, Inc. | 6700000 | 1995 | Yes | 0.829 | 0 | 180914-2 | Operational | Project #1, De-Expansion #2 | 2015-01-01 | Electricity | Reciprocating Engine |  | (2) Caterpillar 3516s (removed 1 of the original engines in 2011) | 0.97 | 1.6 |  | Eversource | WM Renewable Energy, LLC |  | Yes | 0.04382 | 0.00512
1002010 | 1829 | Cherry Island Landfill | DE | Wilmington | New Castle | Public | Delaware Solid Waste Authority | 15772963 | 2018 | Yes | 4.351 | 0.576 | 181101-0 | Operational | Project #2 | 2013-01-01 | Electricity | Cogeneration |  | LFG piped 4 miles to chemical manufacturer for use in (2) 1,100 kWe C1100N6C CHP engines; recovered heat used in boiler system | 2.2 | 2.2 | 2.45 | Croda Atlas Point | Cummins Power Generation | Cummins Power Generation | No | 0.0994 | 0.01161
1002010 | 1829 | Cherry Island Landfill | DE | Wilmington | New Castle | Public | Delaware Solid Waste Authority | 15772963 | 2018 | Yes | 4.351 | 0.576 | 181101-1 | Planned | Project #2, Expansion #1 | 2019-06-30 | Electricity | Cogeneration |  | LFG will arrive thru existing LFG pipeline; 2-MW low-emission, lean-burn Cummins C2000 N6 recip engine generator and waste heat recovery system, exhaust heat will be used to produce steam replacing NG that was being used to pre-heat boiler feed water | 2 | 2 |  |  |  |  | Unknown | 0 | 0
1002010 | 1829 | Cherry Island Landfill | DE | Wilmington | New Castle | Public | Delaware Solid Waste Authority | 15772963 | 2018 | Yes | 4.351 | 0.576 | 200448-0 | Operational | Project #3 | 2016-07-31 | Electricity | Cogeneration |  | Piping LFG to WWTP for sludge drying and CHP units (2 Cummins engines); plan to co-fire with WWTP biogas | 2.5 | 4 | 1.15 | City of Wilmington WWTP | Cummins Power Generation | Cummins Power Generation | No | 0.11295 | 0.01319
1002183 | 1832 | Jones Crossroads Landfill | DE | Georgetown | Sussex | Public | Delaware Solid Waste Authority | 6519655 | 2018 | Yes | 3.16 |  | 166404-0 | Operational | Project #1 | 2006-10-24 | Electricity | Reciprocating Engine |  | 4 GE Jenbacher 320 engines | 4.24 | 4.24 | 2.3 | Constellation | Ameresco, Inc. |  | No | 0.19156 | 0.02237
1002183 | 1832 | Jones Crossroads Landfill | DE | Georgetown | Sussex | Public | Delaware Solid Waste Authority | 6519655 | 2018 | Yes | 3.16 |  | 166404-1 | Operational | Project #1, Expansion #1 | 2010-02-01 | Electricity | Reciprocating Engine |  | GE Jenbacher 320 engine | 1.06 | 1.06 | 0.58 | Constellation | Ameresco, Inc. |  | No | 0.04789 | 0.00559
1002182 | 1831 | Sandtown Landfill | DE | Felton | Kent | Public | Delaware Solid Waste Authority | 5969167 | 2018 | Yes | 2.84 |  | 166403-0 | Operational | Project #1 | 2007-01-01 | Electricity | Reciprocating Engine |  | 3 GE Jenbacher 320 engines | 3.18 | 3.18 | 1.13 | Constellation | Ameresco, Inc. |  | No | 0.14367 | 0.01678
1002182 | 1831 | Sandtown Landfill | DE | Felton | Kent | Public | Delaware Solid Waste Authority | 5969167 | 2018 | Yes | 2.84 |  | 166403-1 | Operational | Project #1, Expansion #1 | 2014-03-13 | Electricity | Reciprocating Engine |  | (2) GE-Jenbacher 320 engines | 2 | 2 | 0.75 | Delaware Electric Cooperative | Ameresco, Inc. |  | No | 0.09036 | 0.01055
1006881 | 415 | Baseline Landfill | FL | Ocala | Marion | Public | Marion County, FL | 5264479 | 2018 | Yes | 2.26 | 0.159 | 480-0 | Operational | Project #1 | 2009-01-26 | Electricity | Reciprocating Engine |  | (2) Caterpillar 3520s | 3.2 | 3.2 | 1.6 | Gainesville Regional Utilities (GRU) | G2 Energy, LLC | G2 Energy, LLC | No | 0.14458 | 0.01688
1006881 | 415 | Baseline Landfill | FL | Ocala | Marion | Public | Marion County, FL | 5264479 | 2018 | Yes | 2.26 | 0.159 | 480-1 | Operational | Project #1, Expansion #1 | 2010-10-31 | Electricity | Reciprocating Engine |  | (1) Caterpillar 3516 engine | 0.8 | 0.8 | 0.5 | Gainesville Regional Utilities (GRU) | G2 Energy, LLC | G2 Energy, LLC | No | 0.03614 | 0.00422
1005023 | 380 | Brevard County Central Disposal Facility | FL | Cocoa | Brevard | Public | Brevard County, FL | 20498905 | 2018 | Yes | 4.752 | 0 | 444-0 | Operational | Project #1 | 2008-05-01 | Electricity | Reciprocating Engine |  | (4) Caterpillar model G3520C 2,233 brake-horsepower engines | 6.4 | 6.4 | 3.168 | Seminole Electric Cooperative, Inc. | Aria Energy, LLC | Brevard County, FL | No | 0.28915 | 0.03376
1005023 | 380 | Brevard County Central Disposal Facility | FL | Cocoa | Brevard | Public | Brevard County, FL | 20498905 | 2018 | Yes | 4.752 | 0 | 444-1 | Operational | Project #1, Expansion #1 | 2009-12-29 | Electricity | Reciprocating Engine |  | (2) Caterpillar model G3520C 2,233 brake-horsepower engines | 3.2 | 3.2 | 1.584 | Seminole Electric Cooperative, Inc. | Aria Energy, LLC | Brevard County, FL | No | 0.14458 | 0.01688
1002899 | 2304 | Central County Solid Waste Disposal Complex | FL | Nokomis | Sarasota | Public | Sarasota County, FL | 5714028 | 2018 | Yes | 2.69 |  | 180397-0 | Operational | Project #1 | 2015-02-12 | Electricity | Reciprocating Engine |  | (3) lean-burn CAT G3520C engine/generator sets at first, (1) additional engine as LFG increases | 4 | 4.8 | 1.872 | JEA | Aria Energy, LLC; Innovative Energy Systems, LLC | Aria Energy, LLC | No | 0.18072 | 0.0211
1002899 | 2304 | Central County Solid Waste Disposal Complex | FL | Nokomis | Sarasota | Public | Sarasota County, FL | 5714028 | 2018 | Yes | 2.69 |  | 180397-1 | Planned | Project #1, Expansion #1 | 2019-01-01 | Electricity | Reciprocating Engine |  | (1) lean-burn CAT G3520C engine/generator set added | 1.6 | 1.6 | 0.756 |  | Aria Energy, LLC | Aria Energy, LLC | No | 0 | 0
1007855 | 401 | Collier County Landfill | FL | Naples | Collier | Public | Collier County, FL | 8181558 | 2018 | Yes | 3.17 |  | 466-0 | Shutdown | Project #1 | 2011-05-06 | Electricity | Reciprocating Engine |  | (5) Caterpillar 3516 engines | 3.12 | 4 |  | Florida Power & Light | WM Renewable Energy, LLC |  | Yes | 0 | 0
1007855 | 401 | Collier County Landfill | FL | Naples | Collier | Public | Collier County, FL | 8181558 | 2018 | Yes | 3.17 |  | 466-1 | Operational | Project #1, De-Expansion #1 | 2015-01-01 | Electricity | Reciprocating Engine |  | (5) Caterpillar 3516 engines | 2.1 | 4 | 1.16 | Florida Power & Light | WM Renewable Energy, LLC |  | Yes | 0.09488 | 0.01108
1002008 | 2156 | Hernando County Northwest Landfill | FL | Brooksville | Hernando | Public | Hernando County, FL | 2444209 | 2018 | Yes | 0.76287 | 0.10287 | 180227-0 | Operational | Project #1 | 2008-10-07 | Electricity | Reciprocating Engine |  | (1) Caterpillar 3520 engine | 1.23 | 1.6 | 0.66 | Seminole Electric Cooperative, Inc. | Timberline Energy, LLC |  | No | 0.05557 | 0.00649
| 2385 | Highlands County Solid Waste Management Center | FL | Sebring | Highlands | Public | Highlands County, FL | 1000000 | 2007 | Yes | 0.504 |  | 180469-0 | Operational | Project #1 | 2009-01-17 | Direct | Direct Thermal |  | LFG used in dual-fuel burners in addition to diesel at asphalt plant, county will use ~20-25K tons of asphalt/yr, plant will operate ~60 days/yr |  |  | 0.5 | Highlands County, FL |  |  | No | 0.04377 | 0.00432
1004913 | 414 | Lena Road Class I Landfill | FL | Bradenton | Manatee | Public | Manatee County, FL | 11143422 | 2017 | Yes | 2.26 |  | 180948-0 | Operational | Project #1 | 2008-07-31 | Direct | Direct Thermal |  | drying biosolids (leftover sludge) at WWTP, using in place of natural gas, LFG provides 15 MMBtu/hr to change the biosolids into tiny fertilizer pellets inside a 30 ft x 15 ft cylinder |  |  | 0.86 | Southeast Wastewater Treatment Plant |  |  | Unknown | 0.07529 | 0.00743
1004913 | 414 | Lena Road Class I Landfill | FL | Bradenton | Manatee | Public | Manatee County, FL | 11143422 | 2017 | Yes | 2.26 |  | 479-0 | Operational | Project #2 | 2014-05-01 | Electricity | Reciprocating Engine |  | (1) Caterpillar 3520C engine provides power to County WWTP and for sludge dryer | 1.6 | 1.6 | 0.76 | Manatee County Southeast Water Reclamation Facility | Manatee County, FL | Manatee County, FL | Yes | 0.07229 | 0.00844
1007856 | 397 | Monarch Hill Landfill | FL | Pompano Beach | Broward | Private | Waste Management, Inc. | 70773987 | 2018 | Yes | 15.753 |  | 462-0 | Shutdown | Project #1 | 1989-05-01 | Electricity | Combined Cycle |  | 3 Centaur turbines (each rated at 3.1 MW) and 1 steam turbine (2 MW) | 7.2 | 11.3 |  | Florida Power & Light | Bio Energy Partners | WM Renewable Energy, LLC | No | 0 | 0
1007856 | 397 | Monarch Hill Landfill | FL | Pompano Beach | Broward | Private | Waste Management, Inc. | 70773987 | 2018 | Yes | 15.753 |  | 462-1 | Operational | Project #1, De-Expansion #1 | 2013-01-01 | Electricity | Gas Turbine |  | 3 Centaur turbines (each rated at 3.1 MW) (removed steam turbine in 2012) | 5 | 9.3 |  | Orlando Utilities Commission (OUC) | Bio Energy Partners | WM Renewable Energy, LLC | No | 0.2259 | 0.02638
1006859 | 424 | North Central Landfill | FL | Winter Haven | Polk | Public | Polk County Board of County Commissioners, FL | 17924523 | 2018 | Yes | 2.88 | 0.05 | 489-0 | Operational | Project #1 | 1997-01-01 | Electricity | Steam Turbine |  | supplements wood waste and waste tires fuel for steam driven electric generators | 5 |  | 2.83 | Wheelabrator Ridge Energy (WRE) | Wheelabrator Ridge Energy (WRE) |  | No | 0.2259 | 0.02638
1008215 | 420 | Orange County SLF | FL | Orlando | Orange | Public | Orange County, FL | 31963906 | 2018 | Yes | 7.564 | 3.163 | 485-0 | Shutdown | Project #1 | 1998-04-01 | Electricity | Steam Turbine |  | 1.6-mile pipeline to Stanton Energy Center, LFG co-fired with coal in 1 of 2 boilers retrofitted with an LFG port to produce steam and electricity | 12.4 |  | 5.76 | Orlando Utilities Commission (OUC) | DTE Biomass Energy | Orange County, FL | No | 0 | 0
1008215 | 420 | Orange County SLF | FL | Orlando | Orange | Public | Orange County, FL | 31963906 | 2018 | Yes | 7.564 | 3.163 | 485-1 | Operational | Project #1, Expansion #1 | 2011-08-01 | Electricity | Steam Turbine |  | 5-mile pipeline to Stanton Energy Center, LFG co-fired with coal in 2 boilers that produce steam used to generate electricity | 8 |  | 5.63 | Orlando Utilities Commission (OUC) | Orange County, FL; Orlando Utilities Commission (OUC) | Orlando Utilities Commission (OUC) | Yes | 0.36144 | 0.04221
1000349 | 431 | Osceola Landfill | FL | Geneva | Seminole | Public | Seminole County Board of Commissioners, FL | 10137505 | 2017 | Yes | 1.169 |  | 496-0 | Operational | Project #1 | 2007-12-30 | Electricity | Reciprocating Engine |  | (3) Caterpillar Model G3520C 2,233 brake-horsepower engines operating, although (4) are installed | 2 | 6.4 | 1.169 | Seminole Electric Cooperative, Inc. | Aria Energy, LLC | Seminole Energy, LLC | No | 0.09036 | 0.01055
1007820 | 2053 | PBCSWA RRF Site #7 | FL | West Palm Beach | Palm Beach | Public | Solid Waste Authority of Palm Beach County, FL | 17525584 | 2018 | Yes | 3.616 |  | 180984-0 | Operational | Project #1 | 2009-08-01 | Direct | Direct Thermal |  | LFG piped 1/4 mile to co-fire converted NG rotary drum dryers (750 cfm LFG + 250 cfm NG) at Biosolids Pelletization Facility, 400 TPD sludge from 5 WWTPs is dried, pelletized, and sold to fertilizer blenders, also LFG heats regenerative thermal oxidizer |  |  | 1.08 | Solid Waste Authority of Palm Beach County, FL | Solid Waste Authority of Palm Beach County, FL |  | Yes | 0.09455 | 0.00933
1005656 | 406 | Perdido LF | FL | Cantonment | Escambia | Public | Escambia County, FL | 11101603 | 2018 | Yes | 2.246 | 0.09 | 180873-0 | Operational | Project #2 | 2010-10-07 | Electricity | Reciprocating Engine |  | (2) Caterpillar 3520C/SR4B generator sets, requiring 600 cfm LFG each | 3.2 | 3.2 | 1.73 | Gulf Power Company | Gulf Power Company | Gulf Power Company | Yes | 0.14458 | 0.01688
1007898 | 409 | Springhill Regional Landfill | FL | Campbellton | Jackson | Private | Waste Management, Inc. | 13915568 | 2018 | Yes | 2.677 | 0 | 474-0 | Operational | Project #1 | 2006-03-30 | Electricity | Reciprocating Engine |  | 4.5 mile, 12.5 kV distribution line to the generating station, 6 Caterpillar engines | 3.37 | 4.8 | 1.86 | PowerSouth Energy Cooperative | WM Renewable Energy, LLC |  | Yes | 0.15226 | 0.01778
1007219 | 428 | St. Lucie County Baling and Recycling Facility | FL | Fort Pierce | St. Lucie | Public | St. Lucie County, FL | 7471169 | 2018 | Yes | 1.156 |  | 181096-0 | Shutdown | Project #2 | 2013-05-01 | Electricity | Cogeneration |  | (1) Caterpillar 3520C 16-cylinder engine with heat recovery from engine exhaust (27.5 therms/hr) to make steam and hot coolant recovery from engine jacket (25.7 therms/hr) to pre-heat water feeding the de-aerator | 1.6 | 1.6 | 0.86 | Tropicana |  |  | Unknown | 0 | 0
1007219 | 428 | St. Lucie County Baling and Recycling Facility | FL | Fort Pierce | St. Lucie | Public | St. Lucie County, FL | 7471169 | 2018 | Yes | 1.156 |  | 181096-1 | Operational | Project #2, De-Expansion #1 | 2017-01-01 | Electricity | Cogeneration |  | (1) Caterpillar 3520C 16-cylinder engine with heat recovery from engine exhaust (27.5 therms/hr) to make steam and hot coolant recovery from engine jacket (25.7 therms/hr) to pre-heat water feeding the de-aerator | 1 | 1.6 | 0.59 | Tropicana |  |  | Unknown | 0.04518 | 0.00528
1007219 | 428 | St. Lucie County Baling and Recycling Facility | FL | Fort Pierce | St. Lucie | Public | St. Lucie County, FL | 7471169 | 2018 | Yes | 1.156 |  | 493-0 | Shutdown | Project #1 | 2005-08-22 | Direct | Boiler |  | retrofitted 35-yr old watertube boiler (#2) for steam production in juice manufacturing plant |  |  | 1.01 | Tropicana | CPL Systems, Inc.; Tropicana |  | No | 0 | 0
1007219 | 428 | St. Lucie County Baling and Recycling Facility | FL | Fort Pierce | St. Lucie | Public | St. Lucie County, FL | 7471169 | 2018 | Yes | 1.156 |  | 493-1 | Operational | Project #1, De-Expansion #1 | 2013-05-01 | Direct | Boiler |  | retrofitted firetube Kewanee boiler (#3) (45 therms/hr) for steam production in juice manufacturing plant |  |  | 0.22 | Tropicana | CPL Systems, Inc.; Tropicana |  | No | 0.01926 | 0.0019
1007897 | 405 | Trail Ridge Landfill Inc. | FL | Baldwin | Duval | Public | City of Jacksonville, FL | 20407013 | 2018 | Yes | 4.99 | 0.69 | 470-0 | Operational | Project #1 | 2008-12-18 | Electricity | Reciprocating Engine |  | (6) Caterpillar Model G3520C 2,233 brake-horsepower engines | 9.6 | 9.6 | 4.3 | JEA | Aria Energy, LLC |  | No | 0.43373 | 0.05065
1001909 | 398 | Zemel Road Landfill | FL | Punta Gorda | Charlotte | Public | Charlotte County Solid Waste, FL | 4697469 | 2018 | Yes | 1.224 |  | 463-0 | Operational | Project #1 | 2011-10-14 | Electricity | Reciprocating Engine |  | (2) GE Jenbacher JGC420 engines initially, BioGasclean biological cleaning system reduces 1,000 ppm H2S to < 200 ppm | 2.8 |  |  | Orlando Utilities Commission (OUC) | Lime Energy Asset Development | Fortistar Methane Group | No | 0.1265 | 0.01477
1001636 | 458 | Advanced Disposal Services Evergreen Landfill, Inc. | GA | Valdosta | Lowndes | Private | Advanced Disposal Services | 12280190 | 2018 | Yes | 2.626 |  | 523-0 | Operational | Project #1 | 2014-05-02 | Electricity | Reciprocating Engine |  | (3) 1.6-MW, 2,233-BHp engines, each with rated LFG input of 30,390 ft3/hr | 4.8 | 4.8 |  | Green Power EMC | Energy Systems Group, LLC | Energy Systems Group, LLC | No | 0.21686 | 0.02532
1006056 | 445 | Athens-Clarke County Landfill | GA | Winterville | Clarke | Public | Unified Government of Athens-Clarke County (ACCUG) | 3247051 | 2018 | Yes | 0.51 | 0.01 | 510-0 | Operational | Project #1 | 2013-10-04 | Electricity | Reciprocating Engine |  | (1) CAT 3520 | 0.97 | 1.6 | 0.5 | Georgia Energy Cooperative | C2i Methane Partners |  | No | 0.04382 | 0.00512
1007900 | 468 | BJ Landfill | GA | Norcross | Gwinnett | Private | Waste Management, Inc. | 4061918 | 1999 | Yes | 0.912 |  | 533-0 | Shutdown | Project #1 | 1993-01-01 | Electricity | Reciprocating Engine |  | (3) Caterpillar 3516s | 1.73 | 2.4 |  | Oglethorpe Power Corp | Bio Energy Partners | WM Renewable Energy, LLC | No | 0 | 0
1007900 | 468 | BJ Landfill | GA | Norcross | Gwinnett | Private | Waste Management, Inc. | 4061918 | 1999 | Yes | 0.912 |  | 533-1 | Operational | Project #1, De-Expansion #1 | 2010-01-01 | Electricity | Reciprocating Engine |  | (2) Caterpillar 3516s | 0.92 | 1.6 | 0.56 | Oglethorpe Power Corp | Bio Energy Partners | WM Renewable Energy, LLC | No | 0.04157 | 0.00485
1007502 | 2419 | Catoosa County MSW LF | GA | Ringgold | Catoosa | Public | Catoosa County, GA | 1401974 | 2004 | Yes | 0.291 |  | 180787-0 | Operational | Project #1 | 2011-12-05 | Electricity | Reciprocating Engine |  | GE Jenbacher 12-cylinder (V-12) engine | 0.36 | 0.633 |  | Tennessee Valley Authority (TVA) |  |  | Unknown | 0.01626 | 0.0019
1003854 | 446 | Clayton County SR 3 Lovejoy Landfill | GA | Lovejoy | Clayton | Public | Clayton County, GA | 2617101 | 2018 | Yes | 0.581 |  | 511-0 | Operational | Project #1 | 2012-09-24 | Electricity | Reciprocating Engine |  | (1) 1.2 MW engine and (1) 0.8 MW engine | 2 | 2 |  | Clayton County, GA |  |  | Unknown | 0.09036 | 0.01055
1003740 | 441 | Deans Bridge Road MSWLF | GA | Blythe | Richmond | Public | City of Augusta-Richmond County | 8634032 | 2018 | Yes | 1.7851 | 0.82904 | 506-0 | Operational | Project #1 | 1997-01-01 | Direct | Direct Thermal |  | flash drying step in the processing of mined clay |  |  | 0.96 | Unimin Kaolin Mine | LandGas Technology, LLC |  | No | 0.08404 | 0.0083
1003887 | 450 | Dougherty County Fleming/Gaissert Road LF | GA | Albany | Dougherty | Public | Dougherty County Solid Waste Department, GA | 4449348 | 2018 | Yes | 0.811 |  | 515-0 | Operational | Project #1 | 2011-09-23 | Electricity | Cogeneration |  | 3-mile pipeline to (1) dual-fuel engine generator, a stack heat recovery steam generator, and (2) dual-fuel boilers; avg CH4 content of delivered treated LFG = 57%; offsets ~52,700 MMBtu/yr natural gas & ~42,000 MMBtu/yr of electricity at MCLB | 1.9 |  | 0.79 | Marine Corps Logistics Base (MCLB) | Chevron Energy Solutions | Energy Systems Group, LLC | No | 0.08584 | 0.01002
1004559 | 449 | Hickory Ridge Landfill | GA | Conley | DeKalb | Private | Republic Services, Inc. | 6019883 | 2008 | Yes | 1.597 |  | 514-0 | Operational | Project #1 | 2012-03-31 | Electricity | Cogeneration |  | Treated LFG piped 6 miles to CHP plant; (3) GE Jenbacher J616 engines, (3) Kickham generators convert exhaust to steam (10,340 lb/hr) & York chiller (1,050 TR) makes chilled water; supplies 100% of plant's energy needs; adsorber system removes siloxanes | 6.5 |  | 3.17 | Coca-Cola Refreshments | Mas Energy, LLC | I Squared Capital | No | 0.29367 | 0.03429
1006229 | 467 | Live Oak LF | GA | Conley | DeKalb | Private | Waste Management, Inc. | 16745404 | 2004 | Yes | 2.3737 | 0.00583 | 532-0 | Operational | Project #1 | 2009-03-01 | Renewable Natural Gas | Vehicle Fuel | Pipeline Injection | Air Liquide process (membrane technology) for upgrade to 2,300 scfm of high-Btu gas; half of piped gas is for use in the transportation sector and half displaces other natural gas uses |  |  | 2.37 | Southern Company Gas | Jacoby Energy Development, Inc. | Air Liquide Biogas | No | 0.20747 | 0.0187
1011793 | 464 | Macon Bibb Walker Road MSWL | GA | Macon | Bibb | Public | Macon-Bibb, GA | 4359271 | 2018 | Yes | 2.016 | 1.096 | 529-0 | Shutdown | Project #1 | 1986-01-01 | Direct | Direct Thermal |  | 2 to 4 brick kilns, 2 miles away |  |  | 1.3 | Cherokee Brick & Tile | Cherokee Brick & Tile |  | Yes | 0 | 0
1011793 | 464 | Macon Bibb Walker Road MSWL | GA | Macon | Bibb | Public | Macon-Bibb, GA | 4359271 | 2018 | Yes | 2.016 | 1.096 | 529-1 | Shutdown | Project #1, Expansion #1 | 1995-01-01 | Direct | Direct Thermal |  | 4 brick kilns, 2 miles away |  |  | 0.3 | Cherokee Brick & Tile | Cherokee Brick & Tile |  | Yes | 0 | 0
1011793 | 464 | Macon Bibb Walker Road MSWL | GA | Macon | Bibb | Public | Macon-Bibb, GA | 4359271 | 2018 | Yes | 2.016 | 1.096 | 529-2 | Shutdown | Project #1, Expansion #2 | 2005-01-01 | Direct | Direct Thermal |  | 4 brick kilns, 2 miles away |  |  | 0.416 | Cherokee Brick & Tile | Cherokee Brick & Tile |  | Yes | 0 | 0
1011793 | 464 | Macon Bibb Walker Road MSWL | GA | Macon | Bibb | Public | Macon-Bibb, GA | 4359271 | 2018 | Yes | 2.016 | 1.096 | 529-3 | Shutdown | Project #1, De-Expansion #1 | 2008-10-01 | Direct | Direct Thermal |  | 3 brick kilns, 2 miles away |  |  | 1.04 | Cherokee Brick & Tile | Cherokee Brick & Tile |  | Yes | 0 | 0
1011793 | 464 | Macon Bibb Walker Road MSWL | GA | Macon | Bibb | Public | Macon-Bibb, GA | 4359271 | 2018 | Yes | 2.016 | 1.096 | 529-4 | Operational | Project #1, De-Expansion #2 | 2009-01-01 | Direct | Direct Thermal |  | 2 brick kilns, 2 miles away |  |  | 0.92 | Cherokee Brick & Tile | Cherokee Brick & Tile |  | Yes | 0.08054 | 0.00795
1002477 | 2268 | Oak Grove Landfill | GA | Winder | Barrow | Private | Republic Services, Inc. | 21334694 | 2018 | Yes | 3.162 | 0.057 | 200830-0 | Operational | Project #2 | 2016-07-22 | Electricity | Reciprocating Engine |  | (3) GE-Jenbacher J-616 units at 2.176 MW each, with thermal oxidizer for LFG pretreatment system | 6.5 | 6.5 | 2.6 | Georgia Power Company | Mas Energy, LLC | I Squared Capital | No | 0.29367 | 0.03429
1002863 | 462 | Old Dixie Highway MSW Landfill | GA | Dalton | Whitfield | Public | Dalton-Whitfield Regional Solid Waste Management Authority (DWRSWMA), GA | 5996402 | 2018 | Yes | 2.23 |  | 527-0 | Shutdown | Project #1 | 2008-06-12 | Direct | Boiler |  | 2-mile pipeline to one boiler, end user to consume 240 billion Btu/yr, facility manufactures latex for carpet backing applications |  |  | 1.296 | Trinseo, LLC | Dalton-Whitfield Regional Solid Waste Management Authority (DWRSWMA), GA | Dalton-Whitfield Regional Solid Waste Management Authority (DWRSWMA), GA | Yes | 0 | 0
1002863 | 462 | Old Dixie Highway MSW Landfill | GA | Dalton | Whitfield | Public | Dalton-Whitfield Regional Solid Waste Management Authority (DWRSWMA), GA | 5996402 | 2018 | Yes | 2.23 |  | 527-1 | Operational | Project #1, De-Expansion #1 | 2009-01-01 | Direct | Boiler |  | 2-mile pipeline to (1) boiler, average LFG use = 9,100 MMBtu/month, use fluctuates as fuel needs vary due to batch processing at plant, facility manufactures latex for carpet backing applications |  |  | 0.864 | Trinseo, LLC | Dalton-Whitfield Regional Solid Waste Management Authority (DWRSWMA), GA | Dalton-Whitfield Regional Solid Waste Management Authority (DWRSWMA), GA | Yes | 0.07564 | 0.00747
1002478 | 2266 | Pine Ridge Landfill | GA | Griffin | Butts | Private | Republic Services, Inc. | 21703133 | 2018 | Yes | 4.745 |  | 180356-0 | Operational | Project #1 | 2016-07-22 | Electricity | Reciprocating Engine |  | (3) GE-Jenbacher J-616 units at 2.176 MW each, with thermal oxidizer for LFG pretreatment system | 6.5 | 6.5 | 3.24 | Georgia Power Company | Mas Energy, LLC | I Squared Capital | No | 0.29367 | 0.03429
1004487 | 454 | Richland Creek Road Landfill | GA | Buford | Gwinnett | Private | Republic Services, Inc. | 18159418 | 2018 | Yes | 4.817 |  | 519-0 | Operational | Project #1 | 2016-07-22 | Electricity | Reciprocating Engine |  | (5) GE-Jenbacher J-616 units at 2.176 MW each, with thermal oxidizer for LFG pretreatment system | 10.88 | 10.88 | 5.1 | Georgia Power Company | Mas Energy, LLC | I Squared Capital | No | 0.49156 | 0.0574
1005638 | 448 | Seminole Road MSW Landfill | GA | Ellenwood | DeKalb | Public | DeKalb County Sanitation, GA | 13554600 | 2018 | Yes | 3.168 | 0.792 | 181023-0 | Operational | Project #2a | 2013-02-26 | Renewable Natural Gas | Vehicle Fuel | Local Use | Converts LFG to renewable natural gas (RNG) for onsite CNG fueling station for 40 county garbage trucks and also public use |  |  | 0.198 | DeKalb County Sanitation, GA | DeKalb County Sanitation, GA |  | Yes | 0.01733 | 0.00156
1005638 | 448 | Seminole Road MSW Landfill | GA | Ellenwood | DeKalb | Public | DeKalb County Sanitation, GA | 13554600 | 2018 | Yes | 3.168 | 0.792 | 200582-0 | Operational | Project #2b | 2013-02-26 | Renewable Natural Gas | Vehicle Fuel | Pipeline Injection | Converts LFG to renewable natural gas (RNG) for injection into natural gas pipeline |  |  | 0.594 | Gas South | DeKalb County Sanitation, GA |  | Yes | 0.052 | 0.00469
1003983 | 457 | SR247 MSW Landfill | GA | Kathleen | Houston | Public | Houston County Board of Commissioners, GA | 3500146 | 2018 | Yes | 1.5 |  | 522-0 | Operational | Project #1 | 2011-01-11 | Electricity | Reciprocating Engine |  | (2) Caterpillar G3520C engines fired completely on LFG, 8,500 hrs/yr | 3 | 3.2 |  | Flint Energies | PowerSecure Inc. |  | No | 0.13554 | 0.01583
1003569 | 444 | Superior Landfill & Recycling Center | GA | Savannah | Chatham | Private | Waste Management, Inc. | 9886503 | 2018 | Yes | 2.797 | 0 | 509-0 | Operational | Project #1 | 2009-12-31 | Electricity | Reciprocating Engine |  | (8) Caterpillar 3516s | 4.56 | 6.4 | 2.797 | Georgia Power Company | WM Renewable Energy, LLC |  | Yes | 0.20602 | 0.02406
1007124 | 461 | WI Taylor County Disposal, LLC | GA | Mauk | Taylor | Private | Waste Industries | 16760820 | 2018 | Yes | 4.608 | 0 | 526-0 | Operational | Project #1 | 2003-10-01 | Electricity | Reciprocating Engine |  | (4) Jenbacher J320 engines at 1 MW each, initially operating at 75% capacity | 3 | 3 | 1.37 | Green Power EMC | Energy Developments, Inc |  | No | 0.13554 | 0.01583
1007124 | 461 | WI Taylor County Disposal, LLC | GA | Mauk | Taylor | Private | Waste Industries | 16760820 | 2018 | Yes | 4.608 | 0 | 526-1 | Operational | Project #1, Expansion #1 | 2004-05-31 | Electricity | Reciprocating Engine |  | (4) Jenbacher J320 engines at 1 MW each, now at full capacity | 1 | 1 |  | Green Power EMC | Energy Developments, Inc |  | No | 0.04518 | 0.00528
1007124 | 461 | WI Taylor County Disposal, LLC | GA | Mauk | Taylor | Private | Waste Industries | 16760820 | 2018 | Yes | 4.608 | 0 | 526-2 | Operational | Project #1, Expansion #2 | 2012-01-16 | Electricity | Reciprocating Engine |  | (4) GE Jenbacher J320 engines; siloxane treatment upstream of engines due to high levels of siloxanes | 4 | 4 |  | Green Power EMC | Energy Developments, Inc |  | No | 0.18072 | 0.0211
1003711 | 10404 | Wolf Creek Landfill, LLC | GA | Dry Branch | Twiggs | Private | Advanced Disposal Services | 5772594 | 2018 | Yes | 2.154 |  | 180882-0 | Operational | Project #1 | 2011-12-12 | Electricity | Reciprocating Engine |  | (2) GE Jenbacher J420 generator sets using 430 cfm LFG per engine | 2.8 |  | 1.238 | Green Power EMC | Sustainable Energy Solutions LLC |  | No | 0.1265 | 0.01477
1001949 | 631 | Cedar Rapids Linn County Solid Waste Landfill #2 | IA | Marion | Linn | Public | Cedar Rapids-Linn County Solid Waste Agency | 3641851 | 2018 | Yes | 0.499 |  | 701-0 | Operational | Project #1 | 2013-05-31 | Electricity | Cogeneration |  | (1) CAT G3520C engine, waste heat from engine-generator set is captured & used to heat County's new 44,000 sq ft Resource Recovery Building and also to melt snow on concrete traffic areas | 1.6 | 1.6 |  | Central Iowa Power Cooperative (CIPCO) |  |  | Yes | 0.07229 | 0.00844
1007673 | 623 | Central Disposal Landfill | IA | Lake Mills | Winnebago | Private | Waste Management, Inc. | 5940735 | 2018 | Yes | 2.6 | 0 | 693-0 | Shutdown | Project #1 | 2006-03-18 | Electricity | Reciprocating Engine |  | (6) Caterpillar 3516 engines, at 800 kW each | 4.5 | 4.8 |  | Dairyland Power Cooperative | WM Renewable Energy, LLC |  | Yes | 0 | 0
1007673 | 623 | Central Disposal Landfill | IA | Lake Mills | Winnebago | Private | Waste Management, Inc. | 5940735 | 2018 | Yes | 2.6 | 0 | 693-1 | Operational | Project #1, De-Expansion #1 | 2011-01-01 | Electricity | Reciprocating Engine |  | (6) Caterpillar 3516 engines, at 800 kW each | 3.36 | 4.8 |  | Dairyland Power Cooperative | WM Renewable Energy, LLC |  | Yes | 0.1518 | 0.01773
1002610 | 617 | Des Moines County Regional Sanitary Landfill | IA | West Burlington | Des Moines | Public | Des Moines County Regional Solid Waste Commission, IA | 2815320 | 2018 | Yes | 0.144 |  | 687-0 | Operational | Project #1 | 2013-05-31 | Direct | Leachate Evaporation |  |  |  |  | 0.144 | Des Moines County Regional Solid Waste Commission, IA |  |  | Unknown | 0.01261 | 0.00124
1007727 | 624 | Metro Park East Landfill | IA | Mitchellville | Polk | Public | Metro Waste Authority, IA | 19785747 | 2018 | Yes | 6.499 |  | 694-0 | Operational | Project #1 | 1993-01-01 | Electricity | Reciprocating Engine |  | (8) 1,150 HP, 16-cylinder Caterpillar 3516 engines | 6.16 | 6.4 | 3.5 | MidAmerican Energy Holdings Company | Bio Energy Partners | WM Renewable Energy, LLC | No | 0.27831 | 0.0325
1007727 | 624 | Metro Park East Landfill | IA | Mitchellville | Polk | Public | Metro Waste Authority, IA | 19785747 | 2018 | Yes | 6.499 |  | 694-1 | Operational | Project #1, Expansion #1 | 2014-05-01 | Electricity | Reciprocating Engine |  | (3) 20-cylinder Caterpillar 3520 engines | 4.18 | 4.8 | 2.37 | Municipal Energy Agency of Nebraska (MEAN) | WM Renewable Energy, LLC | WM Renewable Energy, LLC | No | 0.18885 | 0.02205
1003446 | 2165 | Ada County Landfill | ID | Boise | Ada | Public | Ada County, ID | 14706760 | 2018 | Yes | 4.286 | 2.486 | 180242-0 | Operational | Project #1 | 2006-07-31 | Electricity | Reciprocating Engine |  | (2) Caterpillar G-3520C gen sets rated at 1.6 MW each | 3.2 | 3.2 | 1.8 | Idaho Power Company | G2 Energy, LLC | LFG Development LLC | No | 0.14458 | 0.01688
1006763 | 2067 | Fighting Creek Farm Landfill | ID | Coeur d' Alene | Kootenai | Public | County of Kootenai | 3169217 | 2018 | Yes | 1.35 |  | 181103-0 | Operational | Project #2 | 2012-03-01 | Electricity | Reciprocating Engine |  | (2) Caterpillar 3520C engines | 1.3 | 3.2 | 0.34 | Avista Utilities | Kootenai Electric Cooperative |  | No | 0.05873 | 0.00686
1002699 | 1988 | Fort Hall Mine Landfill | ID | Pocatello | Bannock | Public | Bannock County, ID | 3407622 | 2018 | Yes | 0.656 | 0 | 167073-0 | Operational | Project #1 | 2014-04-14 | Electricity | Reciprocating Engine |  | (1) Cat V-20, 350 cc engine | 0.8 | 0.8 | 0.54 | Idaho Power Company |  |  | Unknown | 0.03614 | 0.00422
1002699 | 1988 | Fort Hall Mine Landfill | ID | Pocatello | Bannock | Public | Bannock County, ID | 3407622 | 2018 | Yes | 0.656 | 0 | 167073-1 | Planned | Project #1, Expansion #1 | 2019-04-30 | Electricity | Reciprocating Engine |  |  | 0.8 | [5 empty] | Unknown | 0 | 0
1004840 | 2191 | Milner Butte Landfill | ID | Burley | Cassia | Public | Southern Idaho Regional Solid Waste District, ID | 4227349 | 2018 | Yes | 0.936 |  | 180268-0 | Operational | Project #1 | 2018-06-27 | Electricity | Reciprocating Engine |  | (2) Siemens 1.3-MW "locomotive" SGE-56HM engines to start | 2.6 | 2.6 |  | Idaho Power Company |  |  | Unknown | 0.11747 | 0.01372
1005985 | 494 | Advanced Disposal Zion Landfill | IL | Zion | Lake | Private | Advanced Disposal Services | 21820693 | 2018 | Yes | 7.023 |  | 559-0 | Operational | Project #1 | 2002-07-01 | Electricity | Reciprocating Engine |  | 4 gas engine generator sets | 5.4 | 5.4 | 2.9 | Commonwealth Edison Company (ComEd) | Energy Developments, Inc |  | No | 0.24397 | 0.02849
1005985 | 494 | Advanced Disposal Zion Landfill | IL | Zion | Lake | Private | Advanced Disposal Services | 21820693 | 2018 | Yes | 7.023 |  | 559-1 | Operational | Project #1, Expansion #1 | 2009-01-01 | Electricity | Reciprocating Engine |  | 1 additional gas engine generator set | 1.4 | 1.4 | 0.3 | Commonwealth Edison Company (ComEd) | Energy Developments, Inc |  | No | 0.06325 | 0.00739
1003744 | 521 | Beecher Landfill | IL | Beecher | Will | Private | Waste Management, Inc. | 4613270 | 1996 | Yes | 0.863 |  | 586-0 | Shutdown | Project #1 | 2006-06-01 | Electricity | Reciprocating Engine |  | (2) 1.06 MW Jenbacher engines | 1.53 | 2.12 |  | Commonwealth Edison Company (ComEd) | Sexton Energy LLC |  | No | 0 | 0
1003744 | 521 | Beecher Landfill | IL | Beecher | Will | Private | Waste Management, Inc. | 4613270 | 1996 | Yes | 0.863 |  | 586-1 | Shutdown | Project #1, Expansion #1 | 2008-10-01 | Electricity | Reciprocating Engine |  | (1) 1.06 MW Jenbacher engine | 0.77 | 1.06 |  | Commonwealth Edison Company (ComEd) | Sexton Energy LLC |  | No | 0 | 0
1003744 | 521 | Beecher Landfill | IL | Beecher | Will | Private | Waste Management, Inc. | 4613270 | 1996 | Yes | 0.863 |  | 586-2 | Operational | Project #1, Re-Start | 2015-10-05 | Electricity | Reciprocating Engine |  | (3) 1.06 MW Jenbacher engines | 1.6 | 3.18 |  | Commonwealth Edison Company (ComEd) | Will County Energy | Will County Energy | No | 0.07229 | 0.00844
| 522 | CDT LF | IL | Rockdale | Will | Private | CDT Landfill Corporation | 1596000 | 2000 | Yes | 0.5 |  | 587-0 | Operational | Project #1 | 1997-01-01 | Electricity | Reciprocating Engine |  |  | 1.6 |  |  | Commonwealth Edison Company (ComEd) | KMS Power Income Trust Fund |  | No | 0.07229 | 0.00844
1008012 | 474 | CID Recycling and Disposal Facility | IL | Chicago | Cook | Private | Waste Management, Inc. | 31065972 | 2007 | Yes | 2.017 |  | 539-0 | Shutdown | Project #1 | 1988-01-01 | Electricity | Gas Turbine |  | 3 Centaur units installed in 1988, 1 removed in 1999 | 9.3 | 9.3 |  | Commonwealth Edison Company (ComEd) | Bio Energy Partners | WM Illinois Renewable Energy, LLC | No | 0 | 0
1008012 | 474 | CID Recycling and Disposal Facility | IL | Chicago | Cook | Private | Waste Management, Inc. | 31065972 | 2007 | Yes | 2.017 |  | 539-1 | Shutdown | Project #1, De-Expansion #1 | 2000-01-01 | Electricity | Gas Turbine |  | 3 Centaur units installed in 1988, another removed in 2011 | 3.8 | 6.2 |  | Commonwealth Edison Company (ComEd) | Bio Energy Partners | WM Illinois Renewable Energy, LLC | No | 0 | 0
1008012 | 474 | CID Recycling and Disposal Facility | IL | Chicago | Cook | Private | Waste Management, Inc. | 31065972 | 2007 | Yes | 2.017 |  | 539-2 | Operational | Project #1, De-Expansion #2 | 2012-01-01 | Electricity | Gas Turbine |  | 3 Centaur units installed in 1988, 1 removed in 1999 and 1 removed in 2011 | 2.54 | 3.1 |  | Commonwealth Edison Company (ComEd) | Bio Energy Partners | WM Illinois Renewable Energy, LLC | No | 0.11476 | 0.0134
1007467 | 481 | Clinton Landfill Inc. | IL | Clinton | De Witt | Private | Coulter Companies, Inc. | 8200462 | 2018 | Yes | 1.872 | 0.864 | 546-0 | Operational | Project #1 | 2007-01-01 | Electricity | Reciprocating Engine |  | (2) Caterpillar 3520 engines with nameplate capacities of 1.6 MW each | 2.3 | 3.2 | 1.008 | Ameren Energy Marketing | Greenfield Energy, LLC; Palmer Capital Corporation | Wabash Valley Power Association | No | 0.10391 | 0.01213
1007992 | 495 | Countryside LF | IL | Grayslake | Lake | Private | Waste Management, Inc. | 15569533 | 2018 | Yes | 5.92 |  | 560-0 | Shutdown | Project #1 | 2000-01-01 | Electricity | Reciprocating Engine |  | (6) Deutz 1.3 MW engines | 5.54 | 7.8 |  | Commonwealth Edison Company (ComEd) | Biogas Energy Solutions, LLC | Biogas Energy Solutions, LLC | No | 0 | 0
1007992 | 495 | Countryside LF | IL | Grayslake | Lake | Private | Waste Management, Inc. | 15569533 | 2018 | Yes | 5.92 |  | 560-1 | Operational | Project #1, Replacement | 2013-01-01 | Electricity | Gas Turbine |  | (4) 2.7-MW Rolls Royce Allison turbines replaced original engines in 2012 | 4.13 | 10.8 |  | Commonwealth Edison Company (ComEd) | Biogas Energy Solutions, LLC | Biogas Energy Solutions, LLC | No | 0.18659 | 0.02179
1006251 | 471 | Five Oaks RDF | IL | Taylorville | Christian | Private | Waste Management, Inc. | 13104852 | 2018 | Yes | 4.3278 |  | 536-0 | Operational | Project #1 | 2008-02-01 | Electricity | Cogeneration |  | (4) Caterpillar 3516 engines generating 1,148 horsepower each; waste heat is used to heat water that goes 650 feet to a 4-acre greenhouse | 2.7 | 3.2 | 1.728 | Ameren Energy Marketing; Buckley Growers Illinois | WM Renewable Energy, LLC |  | Yes | 0.12199 | 0.01424
1006207 | 483 | Greene Valley RDF | IL | Naperville | DuPage | Public | Forest Preserve District of DuPage County, IL | 16282279 | 1996 | Yes | 3.517 |  | 548-0 | Shutdown | Project #1 | 1996-05-01 | Electricity | Gas Turbine |  | originally 3 Caterpillar Solar gas turbines, each rated at 3,300 kW for a total of 9.9 MW | 6 | 9.9 |  | Commonwealth Edison Company (ComEd) | Bio Energy Partners | WM Renewable Energy, LLC | No | 0 | 0
1006207 | 483 | Greene Valley RDF | IL | Naperville | DuPage | Public | Forest Preserve District of DuPage County, IL | 16282279 | 1996 | Yes | 3.517 |  | 548-1 | Operational | Project #1, De-Expansion #1 | 2010-01-01 | Electricity | Gas Turbine |  | 2 Caterpillar Solar gas turbines, each rated at 3,300 kW | 4.8 | 6.6 |  | Commonwealth Edison Company (ComEd) | Bio Energy Partners | WM Renewable Energy, LLC | No | 0.21686 | 0.02532
1003588 | 475 | Lake LF | IL | Northbrook | Cook | Private | Waste Management, Inc. | 15786494 | 1993 | Yes | 1.777 |  | 540-0 | Shutdown | Project #1 | 1988-01-01 | Electricity | Gas Turbine |  | originally, 3 Centaur units installed in 1987 | 7.56 | 9.3 |  | Commonwealth Edison Company (ComEd) | Bio Energy Partners | WM Illinois Renewable Energy, LLC | No | 0 | 0
1003588 | 475 | Lake LF | IL | Northbrook | Cook | Private | Waste Management, Inc. | 15786494 | 1993 | Yes | 1.777 |  | 540-1 | Shutdown | Project #1, De-Expansion #1 | 2001-01-01 | Electricity | Gas Turbine |  | originally, 3 Centaur units installed in 1987 | 4.86 | 9.3 |  | Commonwealth Edison Company (ComEd) | Bio Energy Partners | WM Illinois Renewable Energy, LLC | No | 0 | 0
1003588 | 475 | Lake LF | IL | Northbrook | Cook | Private | Waste Management, Inc. | 15786494 | 1993 | Yes | 1.777 |  | 540-2 | Shutdown | Project #1, De-Expansion #2 | 2010-01-01 | Electricity | Gas Turbine |  | 2 Centaur units (removed 1 of the original 3 in 2009) | 3.7 | 6.2 |  | Commonwealth Edison Company (ComEd) | Bio Energy Partners | WM Illinois Renewable Energy, LLC | No | 0 | 0
1003588 | 475 | Lake LF | IL | Northbrook | Cook | Private | Waste Management, Inc. | 15786494 | 1993 | Yes | 1.777 |  | 540-3 | Operational | Project #1, De-Expansion #3 | 2015-01-01 | Electricity | Gas Turbine |  | (1) Centaur unit remaining out of original (3) - removed second one in 2014 | 2.7 | 3.1 |  | Commonwealth Edison Company (ComEd) | Bio Energy Partners | WM Illinois Renewable Energy, LLC | Unknown | 0.12199 | 0.01424
1006349 | 2322 | Land & Lakes/Willow Ranch Landfill | IL | Romeoville | Will | Private | Land and Lakes Company | 2000000 | 1992 | Yes | 0.385 |  | 180419-0 | Operational | Project #1 | 1998-01-01 | Electricity | Reciprocating Engine |  | GE-Jenbacher J 320 GS-B21, 20-cylinder, 4-stroke engine | 0.4 | 0.987 |  | Commonwealth Edison Company (ComEd) | Biogas Energy Solutions, LLC |  | No | 0.01807 | 0.00211
1002249 | 497 | Livingston LF | IL | Pontiac | Livingston | Private | Republic Services, Inc. | 52839681 | 2018 | Yes | 9.658 |  | 562-0 | Shutdown | Project #1 | 2001-01-01 | Electricity | Gas Turbine |  | (3) 5.2 MW Solar Taurus turbines | 15.6 | 15.6 |  | Commonwealth Edison Company (ComEd) | Resource Technology Corporation | Resource Technology Corporation | No | 0 | 0
1002249 | 497 | Livingston LF | IL | Pontiac | Livingston | Private | Republic Services, Inc. | 52839681 | 2018 | Yes | 9.658 |  | 562-1 | Operational | Project #1, Re-Start | 2013-10-31 | Electricity | Gas Turbine |  | (3) re-furbished Solar Taurus 60 turbines | 15 | 15 | 8.5 | PJM Interconnection, LLC | Hoosier Energy REC, Inc. | Hoosier Energy REC, Inc. | Yes | 0.6777 | 0.07913
1008269 | 516 | Milam Recycling and Disposal Facility | IL | East St. Louis | St. Clair | Private | Waste Management, Inc. | 29095849 | 2018 | Yes | 5.05 |  | 200546-0 | Operational | Project #2 | 2015-03-01 | Renewable Natural Gas | Vehicle Fuel | Pipeline Injection | Facility designed to process 3,500 cfm LFG, processed RNG is injected into pipeline for withdrawal at other locations including some WM facilities; CNG fuel |  |  | 2.78 | Ameren Corp. | WM Renewable Energy, LLC |  | Yes | 0.24337 | 0.02194
1006176 | 2315 | Prairie View RDF | IL | Wilmington | Will | Public | Will County, IL | 10510182 | 2018 | Yes | 4.252 | 2.102 | 180412-0 | Operational | Project #1 | 2011-12-09 | Electricity | Reciprocating Engine |  | (3) Caterpillar 3520 engines at 1.6 MW each | 4.4 | 4.8 | 2.15 | Commonwealth Edison Company (ComEd) | WM Renewable Energy, LLC | WM Renewable Energy, LLC | Yes | 0.19879 | 0.02321
1004936 | 507 | Rochelle Municipal #2 | IL | Rochelle | Ogle | Public | City of Rochelle, IL | 4854114 | 2017 | Yes | 1.72 |  | 572-0 | Operational | Project #1 | 2011-12-05 | Electricity | Reciprocating Engine |  | (3) Caterpillar 3520 engines; Cameron Thiopaq biological treatment system reduces H2S from 4000 ppm to < 100 ppm & produces usable byproduct elemental sulfur which can be used locally as a component of high grade fertilizer | 4.8 | 4.8 | 1.72 | Rochelle Municipal Utilities | William Charles Energy, LLC |  | No | 0.21686 | 0.02532
1002493 | 491 | Settler's Hill Recycling & Disposal Facility | IL | Batavia | Kane | Public | Kane County Department of Environmental Management | 19560637 | 2006 | Yes | 3.56 |  | 556-0 | Shutdown | Project #1 | 1988-01-01 | Electricity | Gas Turbine |  | (1) Solar Centaur | 3.1 | 3.1 |  | City of Geneva Municipal Utility | Bio Energy Partners | WM Illinois Renewable Energy, LLC | No | 0 | 0
1002493 | 491 | Settler's Hill Recycling & Disposal Facility | IL | Batavia | Kane | Public | Kane County Department of Environmental Management | 19560637 | 2006 | Yes | 3.56 |  | 556-1 | Shutdown | Project #1, Expansion #1 | 1998-01-01 | Electricity | Gas Turbine |  | (2) Solar Centaurs | 4.7 | 6.2 |  | City of Geneva Municipal Utility | Bio Energy Partners | WM Illinois Renewable Energy, LLC | No | 0 | 0
1002493 | 491 | Settler's Hill Recycling & Disposal Facility | IL | Batavia | Kane | Public | Kane County Department of Environmental Management | 19560637 | 2006 | Yes | 3.56 |  | 556-2 | Operational | Project #1, De-Expansion #1 | 2016-01-01 | Electricity | Gas Turbine |  | (2) Solar Centaurs | 4 | 6.2 |  | City of Geneva Municipal Utility | Bio Energy Partners | WM Illinois Renewable Energy, LLC | No | 0.18072 | 0.0211
1007702 | 529 | South Barrington Landfill | IL | South Barrington | Cook | Private | Republic Services, Inc. | 1000000 |  | Yes | 0.912 |  | 596-0 | Operational | Project #1 | 1997-01-01 | Electricity | Reciprocating Engine |  |  | 1.6 |  | 0.6 | Commonwealth Edison Company (ComEd) |  | Fortistar Methane Group | No | 0.07229 | 0.00844
1006204 | 518 | Tazewell RDF | IL | East Peoria | Tazewell | Private | Waste Management, Inc. | 6701428 | 2007 | Yes | 1.1 |  | 583-0 | Operational | Project #1 | 1989-01-01 | Electricity | Reciprocating Engine |  | (2) 800-kW Caterpillar 3516s | 1.5 | 1.6 | 0.82 | Ameren Energy Marketing | Bio Energy Partners | WM Illinois Renewable Energy, LLC | No | 0.06777 | 0.00791
1006204 | 518 | Tazewell RDF | IL | East Peoria | Tazewell | Private | Waste Management, Inc. | 6701428 | 2007 | Yes | 1.1 |  | 583-1 | Operational | Project #1, Expansion #1 | 1994-01-01 | Electricity | Reciprocating Engine |  | (1) 600-kW CAT 3512 | 0.5 | 0.6 | 0.27 | Ameren Energy Marketing | Bio Energy Partners | WM Illinois Renewable Energy, LLC | No | 0.02259 | 0.00264
1006335 | 492 | Woodland RDF | IL | South Elgin | Kane | Private | Waste Management, Inc. | 7800000 |  | Yes | 2.34 |  | 557-0 | Operational | Project #1 | 1992-01-01 | Electricity | Reciprocating Engine |  | (2) 800-kW Caterpillar 3516s | 1.42 | 1.6 |  | Commonwealth Edison Company (ComEd) | Bio Energy Partners | WM Illinois Renewable Energy, LLC | No | 0.06416 | 0.00749
1006335 | 492 | Woodland RDF | IL | South Elgin | Kane | Private | Waste Management, Inc. | 7800000 |  | Yes | 2.34 |  | 557-1 | Operational | Project #1, Expansion #1 | 2010-04-28 | Electricity | Reciprocating Engine |  | (2) 1600-kW Caterpillar 3520s | 2.55 | 3.2 |  | Commonwealth Edison Company (ComEd) | WM Illinois Renewable Energy, LLC | WM Illinois Renewable Energy, LLC | Yes | 0.11521 | 0.01345
1001639 | 532 | Advanced Disposal Blackfoot Landfill | IN | Winslow | Pike | Private | Advanced Disposal Services | 10637728 | 2018 | Yes | 1 | 0 | 599-0 | Operational | Project #1 | 2009-01-01 | Electricity | Reciprocating Engine |  | (2) Caterpillar G3520s | 3.2 | 3.2 | 1 | Vectren Energy Delivery | Energy Systems Group, LLC |  | No | 0.14458 | 0.01688
1004759 | 535 | Clark-Floyd LF | IN | Borden | Clark | Public | Clark County, IN; Floyd County, IN | 7938559 | 2018 | Yes | 1.451 |  | 602-0 | Operational | Project #1 | 2007-09-10 | Electricity | Reciprocating Engine |  | (2) JGC 320 GE Jenbacher engines rated at 1,060 kW each | 2.14 | 2.14 | 1.152 | Hoosier Energy REC, Inc. | Hoosier Energy REC, Inc. | Hoosier Energy REC, Inc. | No | 0.09669 | 0.01129
1004759 | 535 | Clark-Floyd LF | IN | Borden | Clark | Public | Clark County, IN; Floyd County, IN | 7938559 | 2018 | Yes | 1.451 |  | 602-1 | Operational | Project #1, Expansion #1 | 2009-06-01 | Electricity | Reciprocating Engine |  | (1) additional engine | 1.4 |  |  | Hoosier Energy REC, Inc. | Hoosier Energy REC, Inc. | Hoosier Energy REC, Inc. | No | 0.06325 | 0.00739
1007024 | 536 | County Line LF | IN | Argos | Fulton | Private | Republic Services, Inc. | 15867880 | 2018 | Yes | 4.98 |  | 603-0 | Operational | Project #1 | 2014-12-10 | Electricity | Reciprocating Engine |  | (3) Caterpillar G3520C engines w/ gearbox, 1500 rpm | 6 | 6 | 2.8 | Northern Indiana Public Service Company (NIPSCO); Wabash Valley Power Association | Aria Energy, LLC; Republic Services, Inc. | Aria Energy, LLC; Zimmerman Energy, LLC | Unknown | 0.27108 | 0.03165
1004600 | 550 | Deercroft RDF | IN | Michigan City | LaPorte | Private | Waste Management, Inc. | 10602806 | 2002 | Yes | 1.351 | 0.0149 | 617-0 | Shutdown | Project #1 | 1997-01-01 | Electricity | Reciprocating Engine |  | (4) Caterpillar 3516 engines @ ~280 cfm each | 2.93 | 3.2 | 1.5 | Wabash Valley Power Association | Wabash Valley Power Association |  | Yes | 0 | 0
1004600 | 550 | Deercroft RDF | IN | Michigan City | LaPorte | Private | Waste Management, Inc. | 10602806 | 2002 | Yes | 1.351 | 0.0149 | 617-1 | Shutdown | Project #1, Expansion #1 | 2007-09-28 | Electricity | Reciprocating Engine |  | (4) Caterpillar 3516 engines @ ~280 cfm each | 1.67 | 3.2 | 0.88 | Wabash Valley Power Association | Wabash Valley Power Association |  | Yes | 0 | 0
1004600 | 550 | Deercroft RDF | IN | Michigan City | LaPorte | Private | Waste Management, Inc. | 10602806 | 2002 | Yes | 1.351 | 0.0149 | 617-2 | Operational | Project #1, De-Expansion #1 | 2017-01-01 | Electricity | Reciprocating Engine |  | (5) Caterpillar 3516 engines @ ~280 cfm each; (5) of the (8) engines are still fired on LFG, the other (3) converted to natural gas | 3.17 | 4 | 1.7 | Wabash Valley Power Association | Wabash Valley Power Association |  | Yes | 0.14322 | 0.01672
1007588 | 540 | Earthmovers LF | IN | Elkhart | Elkhart | Private | Waste Management, Inc. | 9531568 | 2018 | Yes | 3.493 |  | 181039-0 | Operational | Project #2 | 2010-10-26 | Electricity | Reciprocating Engine |  | (6) Caterpillar 3516 engines | 4.4 | 4.8 |  | Wabash Valley Power Association | Wabash Valley Power Association |  | Yes | 0.19879 | 0.02321
1007332 | 542 | Elkhart County Landfill | IN | Elkhart | Elkhart | Public | Elkhart County, IN | 8005460 | 2018 | Yes | 1.131 |  | 609-0 | Operational | Project #1 | 2007-06-01 | Direct | Boiler |  | compressed LFG co-fired with NG in 2 boilers at county jail 1 mile away for heating and production of hot water for the kitchen and laundry facilities |  |  | 0.346 | Elkhart County Correctional Complex | City of Elkhart, IN |  | Yes | 0.03029 | 0.00299
1007671 | 547 | Jay County LF | IN | Portland | Jay | Private | Waste Management, Inc. | 5606478 | 2018 | Yes | 1.402 |  | 614-0 | Shutdown | Project #1 | 2005-04-05 | Electricity | Reciprocating Engine |  | (4) Caterpillar 3516 engines @ ~280 cfm each | 1.73 | 3.2 |  | Wabash Valley Power Association | Wabash Valley Power Association |  | Yes | 0 | 0
1007671 | 547 | Jay County LF | IN | Portland | Jay | Private | Waste Management, Inc. | 5606478 | 2018 | Yes | 1.402 |  | 614-1 | Operational | Project #1, De-Expansion #1 | 2009-01-01 | Electricity | Reciprocating Engine |  | (3) Caterpillar 3516 engines @ ~280 cfm each | 2.2 | 2.4 | 1.28 | Wabash Valley Power Association | Wabash Valley Power Association |  | Yes | 0.0994 | 0.01161
1003626 | 1943 | Laubscher Meadows LF | IN | Evansville | Vanderburgh | Private | Republic Services, Inc. | 16055231 | 2018 | Yes | 2.448 | 0.288 | 180863-0 | Operational | Project #2 | 2009-05-29 | Direct | Boiler |  | 5-mile pipeline to 3 boilers at industrial facility for production of nutritional infant products, LFG will almost completely replace facility's use of NG |  |  | 2.16 | Mead Johnson Nutritionals/Bristol-Myers Squibb | Ameresco, Inc. |  | No | 0.18909 | 0.01867
1007812 | 1938 | Liberty Landfill | IN | Monticello | White | Private | Waste Management, Inc. | 20488223 | 2018 | Yes | 7.063 |  | 180757-0 | Operational | Project #2 | 2005-08-01 | Electricity | Reciprocating Engine |  | (4) Caterpillar 3516 engines @ ~280 cfm each | 3 | 3.2 |  | Wabash Valley Power Association | Wabash Valley Power Association |  | Yes | 0.13554 | 0.01583
1007812 | 1938 | Liberty Landfill | IN | Monticello | White | Private | Waste Management, Inc. | 20488223 | 2018 | Yes | 7.063 |  | 180757-1 | Operational | Project #2, Expansion #1 | 2010-01-22 | Electricity | Reciprocating Engine |  | (4) Caterpillar 3516 engines @ ~280 cfm each | 2.77 | 3.2 |  | Wabash Valley Power Association | Wabash Valley Power Association |  | Yes | 0.12515 | 0.01461
1007812 | 1938 | Liberty Landfill | IN | Monticello | White | Private | Waste Management, Inc. | 20488223 | 2018 | Yes | 7.063 |  | 180757-2 | Operational | Project #2, Expansion #2 | 2017-01-01 | Electricity | Reciprocating Engine |  | (4) 1.6-MW, lean-burn engine-generator sets installed, each with heat input capacity of 18.20 MMBtu/hr - all 4 engines running | 5.9 | 6.4 |  | Wabash Valley Power Association | Wabash Valley Power Association |  | Yes | 0.26656 | 0.03113
1004021 | 553 | Munster LF | IN | Munster | Lake | Public | Town of Munster, IN | 2040688 | 2004 | Yes | 0.706 |  | 181090-0 | Operational | Project #2 | 2012-12-16 | Electricity | Reciprocating Engine |  | GE-Jenbacher engine | 1.1 |  | 0.55 | Northern Indiana Public Service Company (NIPSCO) | Energy Systems Group, LLC |  | No | 0.0497 | 0.0058
1007520 | 554 | National Serv-All LF | IN | Fort Wayne | Allen | Private | Republic Services, Inc. | 20252881 | 2018 | Yes | 6.6766 | 1.7113 | 180202-0 | Operational | Project #3 | 2002-05-01 | Direct | Boiler |  | LFG is piped 8 or 9 miles for use in 1 of 3 powerhouse boilers that was converted from using NG or fuel oil; boiler produces steam to heat assembly plant and process equipment, and to drive turbines to produce chilled water and to pump water |  |  | 2.52 | General Motors Company | Toro Energy, Inc. | Toro Energy, Inc. | No | 0.22061 | 0.02178
1007520 | 554 | National Serv-All LF | IN | Fort Wayne | Allen | Private | Republic Services, Inc. | 20252881 | 2018 | Yes | 6.6766 | 1.7113 | 200548-0 | Operational | Project #4 | 2014-05-29 | Electricity | Reciprocating Engine |  | 9-mile, 12-inch diameter pipeline delivers LFG to (4) CAT 3520 engines, provides 28% of plant's electricity | 6.4 | 6.4 |  | General Motors Company |  |  | Unknown | 0.28915 | 0.03376
1003691 | 2421 | Newton County Landfill | IN | Brook | Newton | Private | Republic Services, Inc. | 49404865 | 2018 | Yes | 10.769 |  | 180789-0 | Operational | Project #1 | 2010-01-01 | Direct | Direct Thermal |  | 1,800-ft pipeline takes LFG for use in 4 direct-fire gas burners (4 processing lines with 1 burner each) to dry 800,000 egg cartons/day made from 100% recycled paper; 118,000 sq ft plant located specifically in renewable energy park to use only LFG |  |  | 1.152 | Urban Forest Recyclers | Republic Services, Inc. |  | Yes | 0.10085 | 0.00996
1007581 | 556 | Oak Ridge RDF | IN | Logansport | Cass | Private | Waste Management, Inc. | 7897850 | 2018 | Yes | 1.424 | 0 | 625-0 | Operational | Project #1 | 2003-12-01 | Electricity | Reciprocating Engine |  | 4 Caterpillar 3516 engines @ ~280 cfm each | 2.67 | 3.2 | 1.424 | Wabash Valley Power Association | Wabash Valley Power Association |  | Yes | 0.12063 | 0.01409
1007833 | 559 | Prairie View RDF | IN | Bremen | St. Joseph | Private | Waste Management, Inc. | 12503042 | 2018 | Yes | 4.26 |  | 628-0 | Operational | Project #1 | 1994-09-01 | Electricity | Reciprocating Engine |  | (4) Caterpillar 3516 engines @ ~280 cfm each | 2.85 | 3.2 | 1.505 | Wabash Valley Power Association | Wabash Valley Power Association |  | Yes | 0.12876 | 0.01504
1007833 | 559 | Prairie View RDF | IN | Bremen | St. Joseph | Private | Waste Management, Inc. | 12503042 | 2018 | Yes | 4.26 |  | 628-1 | Operational | Project #1, Expansion #1 | 2007-10-23 | Electricity | Reciprocating Engine |  | (4) Caterpillar 3516 engines @ ~280 cfm each | 2.54 | 3.2 | 1.505 | Wabash Valley Power Association | Wabash Valley Power Association |  | Yes | 0.11476 | 0.0134
1005697 | 560 | Randolph Farms LF | IN | Modoc | Randolph | Private | 600 Land, Inc. | 8772297 | 2018 | Yes | 1.835 |  | 200848-0 | Operational | Project #2 | 2018-07-01 | Renewable Natural Gas | Vehicle Fuel | Local Use | H2S, moisture, siloxane, VOC, and CO2 removal; gas compression; onsite fast fill vehicle fueling for waste hauler trucks; will produce up to 1,100 GGE/day; 2 large storage vessels store CNG; can fuel 100 refuse vehicles from 100 scfm LFG |  |  | 0.288 | Best Way Disposal | Randolph Farms, Inc. | Randolph Farms, Inc. | Yes | 0.02521 | 0.00227
1002683 | 1939 | South Side Landfill Inc. | IN | Indianapolis | Marion | Private | 600 Land, Inc. | 22748275 | 2018 | Yes | 7.2 | 0 | 167015-0 | Operational | Project #2 | 1999-11-01 | Direct | Boiler |  | (3) modified boilers (1 coal, 2 NG), each rated at 60,000 lb/hr (plant 8) |  |  | 2.4 | Rolls-Royce | Granger Energy |  | No | 0.2101 | 0.02074
1002683 | 1939 | South Side Landfill Inc. | IN | Indianapolis | Marion | Private | 600 Land, Inc. | 22748275 | 2018 | Yes | 7.2 | 0 | 167020-0 | Operational | Project #1 | 1989-01-01 | Direct | Greenhouse |  | LFG used in (2) boilers for hot water systems at 6.5-acre greenhouse built on site in 1989 |  |  | 0.3 | Crossroads Greenhouse | Granger Energy |  | No | 0.02626 | 0.00259
1002683 | 1939 | South Side Landfill Inc. | IN | Indianapolis | Marion | Private | 600 Land, Inc. | 22748275 | 2018 | Yes | 7.2 | 0 | 180238-0 | Operational | Project #3 | 2001-01-01 | Electricity | Gas Turbine |  | LFG used in 5-MW turbine modified to run on LFG (plant 5) | 4 | 5 |  | Rolls-Royce | Granger Energy |  | No | 0.18072 | 0.0211
1002683 | 1939 | South Side Landfill Inc. | IN | Indianapolis | Marion | Private | 600 Land, Inc. | 22748275 | 2018 | Yes | 7.2 | 0 | 180981-0 | Operational | Project #6 | 2009-06-30 | Direct | Boiler |  | LFG used in (2) boilers |  |  | 0.72 | Vertellus | Granger Energy |  | No | 0.06303 | 0.00622
1004476 | 2281 | Sycamore Ridge Landfill & Victory Landfill | IN | Pimento | Vigo | Private | Republic Services, Inc. | 16087802 | 2018 | Yes | 2.752 | 1.816 | 180371-0 | Operational | Project #1 | 2008-05-19 | Direct | Direct Thermal |  | 1.2-mile pipeline carries LFG to tunnel kiln |  |  | 1 | Meridian Brick LLC | Meridian Brick LLC |  | Yes | 0.08754 | 0.00864
1007638 | 567 | Twin Bridges RDF | IN | Danville | Hendricks | Private | Waste Management, Inc. | 27860712 | 2018 | Yes | 6.4751 | 2.5601 | 637-0 | Shutdown | Project #1 | 1994-09-01 | Electricity | Reciprocating Engine |  | (4) Caterpillar 3516 engines @ ~280 cfm each | 3 | 3.2 | 1.61 | Wabash Valley Power Association | Wabash Valley Power Association |  | Yes | 0 | 0
1007638 | 567 | Twin Bridges RDF | IN | Danville | Hendricks | Private | Waste Management, Inc. | 27860712 | 2018 | Yes | 6.4751 | 2.5601 | 637-1 | Operational | Project #1, Expansion #1 | 2002-06-01 | Electricity | Reciprocating Engine |  | (4) Caterpillar 3516 engines @ ~280 cfm each | 2.8 | 3.2 | 1.61 | Wabash Valley Power Association | Wabash Valley Power Association |  | Yes | 0.1265 | 0.01477
1007638 | 567 | Twin Bridges RDF | IN | Danville | Hendricks | Private | Waste Management, Inc. | 27860712 | 2018 | Yes | 6.4751 | 2.5601 | 637-2 | Operational | Project #1, Expansion #2 | 2009-01-16 | Electricity | Reciprocating Engine |  | (4) Caterpillar 3516 engines @ ~280 cfm each | 2.9 | 3.2 | 1.61 | Wabash Valley Power Association | Wabash Valley Power Association; WM Renewable Energy, LLC |  | Yes | 0.13102 | 0.0153
1007638 | 567 | Twin Bridges RDF | IN | Danville | Hendricks | Private | Waste Management, Inc. | 27860712 | 2018 | Yes | 6.4751 | 2.5601 | 637-3 | Operational | Project #1, Expansion #3 | 2012-08-01 | Electricity | Reciprocating Engine |  | (2) Caterpillar 3520 engines @ ~593 cfm each max | 1.88 | 3.2 |  | Wabash Valley Power Association | Wabash Valley Power Association |  | Yes | 0.08494 | 0.00992
1007653 | 610 | Wheeler RDF | IN | Hobart | LaPorte | Private | Waste Management, Inc. | 6692406 |  | Yes | 0.419 | 0.016 | 680-0 | Shutdown | Project #1 | 1997-01-01 | Electricity | Reciprocating Engine |  | 3 engines originally @ ~280 cfm each | 2.4 | 2.4 | 1.21 | Wabash Valley Power Association | Bio Energy Partners | Wabash Valley Power Association | No | 0 | 0
1007653 | 610 | Wheeler RDF | IN | Hobart | LaPorte | Private | Waste Management, Inc. | 6692406 |  | Yes | 0.419 | 0.016 | 680-1 | Shutdown | Project #1, De-Expansion #1 | 2000-01-01 | Electricity | Reciprocating Engine |  | 3 engines originally, 1 removed in 1999 | 1.23 | 1.6 | 0.806 | Wabash Valley Power Association | Bio Energy Partners | Wabash Valley Power Association | No | 0 | 0
1007653 | 610 | Wheeler RDF | IN | Hobart | LaPorte | Private | Waste Management, Inc. | 6692406 |  | Yes | 0.419 | 0.016 | 680-2 | Shutdown | Project #1, De-Expansion #2 | 2004-01-01 | Electricity | Reciprocating Engine |  | 3 engines originally, 1 removed in 1999, 1 removed in 2003 | 0.68 | 0.8 | 0.403 | Wabash Valley Power Association | Bio Energy Partners | Wabash Valley Power Association | No | 0 | 0
1007653 | 610 | Wheeler RDF | IN | Hobart | LaPorte | Private | Waste Management, Inc. | 6692406 |  | Yes | 0.419 | 0.016 | 680-3 | Operational | Project #1, De-Expansion #3 | 2017-01-01 | Electricity | Reciprocating Engine |  | (1) engine remaining | 0.2 | 0.8 |  | Wabash Valley Power Association | Bio Energy Partners | Wabash Valley Power Association | No | 0.00904 | 0.00106
1007192 | 645 | Allen County LF | KS | La Harpe | Allen | Public | Allen County, KS | 1310009 | 2018 | Yes | 0.221 | 0.171 | 715-0 | Operational | Project #1 | 2007-01-01 | Direct | Direct Thermal |  | infrared heaters in maintenance facility |  |  | 0.0504 | Allen County LF |  |  | No | 0.00441 | 0.00044
1005117 | 664 | Hamm SLF | KS | Lawrence | Jefferson | Private | Hamm, Inc. | 10428871 | 2018 | Yes | 1.958 |  | 734-0 | Operational | Project #1 | 2017-07-31 | Renewable Natural Gas | Vehicle Fuel | Pipeline Injection | Gas processing plant (H2S, siloxane, O2 removal, and dehydration) and 7.2-mile pipeline to NG pipeline interconnect, 4 1/2 inch high-pressure steel line, 11 private easements, 2 levee crossings, 1 airport crossing |  |  | 2.08 | BP Energy Company | Renewable Power Producers |  | No | 0.18209 | 0.01641
1004065 | 640 | Johnson County LF | KS | Shawnee | Johnson | Private | Waste Management, Inc. | 41635199 | 2018 | Yes | 9.732 | 0 | 710-0 | Operational | Project #1 | 2001-09-01 | Renewable Natural Gas | Vehicle Fuel | Pipeline Injection | Selexol technology |  |  | 4.9 | Los Angeles Department of Water & Power (LADWP); Panhandle Eastern Pipeline; Shell Energy North America | Morrow Renewables, LLC | Aria Energy, LLC | No | 0.42896 | 0.03866
1004065 | 640 | Johnson County LF | KS | Shawnee | Johnson | Private | Waste Management, Inc. | 41635199 | 2018 | Yes | 9.732 | 0 | 710-1 | Operational | Project #1, Expansion #1 | 2008-01-01 | Renewable Natural Gas | Vehicle Fuel | Pipeline Injection | Selexol technology |  |  | 2.1 | Los Angeles Department of Water & Power (LADWP); Panhandle Eastern Pipeline; Shell Energy North America |  | Aria Energy, LLC | No | 0.18384 | 0.01657
1007990 | 668 | Oak Grove Landfill | KS | Arcadia | Crawford | Private | WCA Waste Corporation | 4001602 | 2017 | Yes | 1.583 | 0 | 738-0 | Operational | Project #1 | 2010-02-08 | Electricity | Reciprocating Engine |  | (1) Caterpillar G3520C | 1.6 | 1.6 |  | Kansas City Board of Public Utilities | Enerdyne Power Systems, Inc. |  | No | 0.07229 | 0.00844
1007990 | 668 | Oak Grove Landfill | KS | Arcadia | Crawford | Private | WCA Waste Corporation | 4001602 | 2017 | Yes | 1.583 | 0 | 738-1 | Operational | Project #1, Expansion #1 | 2013-12-01 | Electricity | Reciprocating Engine |  | (1) 1.953-MW Caterpillar G3520A+ with a gear-box providing increased output & efficiency | 1.953 | 1.953 |  | Kansas City Board of Public Utilities | Enerdyne Power Systems, Inc. |  | No | 0.08824 | 0.0103
1007832 | 667 | Rolling Meadows LF | KS | Topeka | Shawnee | Private | Waste Management, Inc. | 10292722 | 2018 | Yes | 3.24 | 0.22 | 737-0 | Operational | Project #1 | 2010-01-15 | Electricity | Reciprocating Engine |  | (7) 800-kW Caterpillar 3516s | 5.4 | 5.6 | 3.02 | Westar Energy | WM Renewable Energy, LLC |  | Yes | 0.24397 | 0.02849
1011499 | 660 | Seward County Landfill | KS | Liberal | Seward | Public | Seward County, KS | 2163910 | 2018 | Yes | 0.1 |  | 730-0 | Operational | Project #1 | 2007-06-01 | Direct | Boiler |  | Two 25 hp blowers pull LFG from gas vents & leachate cleanouts, uncleaned LFG is piped 1,800 ft to nearest wastewater treatment anaerobic lagoon and injected under floating cover to join lagoon's gas, used as boiler fuel |  |  | 0.1 | National Beef | Seward County Landfill |  | Yes | 0.00875 | 0.00086
1001642 | 685 | Advanced Disposal Morehead Landfill Inc. | KY | Morehead | Rowan | Private | Advanced Disposal Services | 2313352 | 2018 | Yes | 0.61 | 0.61 | 755-0 | Operational | Project #1 | 2019-10-09 | Electricity | Reciprocating Engine |  |  | 1.28 | 1.6 |  | Fleming-Mason Energy | North American Bio Fuels | North American Bio Fuels | No | 0.05783 | 0.00675
1005950 | 669 | Bavarian Trucking Company LF | KY | Walton | Boone | Private | Bavarian Waste Services, Inc. | 7570707 | 2018 | Yes | 3.456 | 1.01 | 739-0 | Operational | Project #1 | 2003-09-22 | Electricity | Reciprocating Engine |  | (4) Caterpillar G3516s | 3.2 | 3.2 | 1.666 | East Kentucky Power Cooperative (EKPC) | East Kentucky Power Cooperative (EKPC) | East Kentucky Power Cooperative (EKPC) | Yes | 0.14458 | 0.01688
1005950 | 669 | Bavarian Trucking Company LF | KY | Walton | Boone | Private | Bavarian Waste Services, Inc. | 7570707 | 2018 | Yes | 3.456 | 1.01 | 739-1 | Operational | Project #1, Expansion #1 | 2016-12-31 | Electricity | Reciprocating Engine |  | (1) Caterpillar 3520, a fuel compressor, an engine cooling system, and a step-up transformer | 1.6 | 1.6 | 0.784 | East Kentucky Power Cooperative (EKPC) | East Kentucky Power Cooperative (EKPC) | East Kentucky Power Cooperative (EKPC) | Yes | 0.07229 | 0.00844
1004082 | 674 | Blue Ridge RDF | KY | Irvine | Estill | Private | Advanced Disposal Services | 4212096 | 2018 | Yes | 1.011 |  | 744-0 | Operational | Project #1 | 2013-11-01 | Electricity | Reciprocating Engine |  | (2) Caterpillar 3516 engines, running at 50-75% capacity at start-up | 0.8 | 1.6 |  | Jackson Energy Cooperative | North American Natural Resources, Inc. (NANR) |  | No | 0.03614 | 0.00422
1004082 | 674 | Blue Ridge RDF | KY | Irvine | Estill | Private | Advanced Disposal Services | 4212096 | 2018 | Yes | 1.011 |  | 744-1 | Operational | Project #1, Expansion #1 | 2014-08-31 | Electricity | Reciprocating Engine |  | original (2) Caterpillar 3516 engines now running at 80% capacity | 0.48 | 0.48 |  | Jackson Energy Cooperative | North American Natural Resources, Inc. (NANR) |  | No | 0.02169 | 0.00253
1008022 | 11480 | Central Kentucky Landfill | KY | Georgetown | Scott | Private | Waste Services of the Bluegrass | 2718004 | 2018 | Yes | 0.403 |  | 181006-0 | Operational | Project #1 | 2015-11-23 | Electricity | Reciprocating Engine |  | gensets for electricity and eventually CHP; 6.5-mile underground transmission line delivers electricity from landfill to plant | 1 |  |  | Toyota |  |  | Unknown | 0.04518 | 0.00528
1008022 | 11480 | Central Kentucky Landfill | KY | Georgetown | Scott | Private | Waste Services of the Bluegrass | 2718004 | 2018 | Yes | 0.403 |  | 181006-1 | Construction | Project #1, Expansion #1 | 2019-12-01 | Electricity | Reciprocating Engine |  | (1) engine | 1 | [5 empty] | Unknown | 0 | 0
1005973 | 680 | Glasgow Regional Landfill | KY | Glasgow | Barren | Public | City of Glasgow, KY | 2495062 | 2018 | Yes | 0.233 |  | 750-0 | Operational | Project #1 | 2016-01-01 | Electricity | Reciprocating Engine |  | (1) CAT 3515 Super | 1 |  | 0.442 | Farmers Rural Electric Cooperative (FRECC) | East Kentucky Power Cooperative (EKPC) | East Kentucky Power Cooperative (EKPC) | Yes | 0.04518 | 0.00528
1004483 | 672 | Green Valley Landfill | KY | Ashland | Greenup | Private | Republic Services, Inc. | 6326911 | 2018 | Yes | 1.298 | 0.273 | 742-0 | Operational | Project #1 | 2003-09-09 | Electricity | Reciprocating Engine |  | (3) Caterpillar 3516s | 2.4 | 2.4 | 1.025 | East Kentucky Power Cooperative (EKPC) | East Kentucky Power Cooperative (EKPC) |  | Yes | 0.10843 | 0.01266
1007240 | 695 | Hardin County Landfill | KY | Elizabethtown | Hardin | Public | Hardin County Fiscal Court, KY | 4193924 | 2018 | Yes | 0.685 |  | 765-0 | Operational | Project #1 | 2006-01-31 | Electricity | Reciprocating Engine |  | (3) low-emission 800 kW Caterpillar 3516 engines initially | 2.4 | 2.4 | 1.065 | East Kentucky Power Cooperative (EKPC) | East Kentucky Power Cooperative (EKPC) |  | Yes | 0.10843 | 0.01266
1002341 | 688 | Laurel Ridge Landfill Inc. | KY | Lily | Laurel | Private | Waste Connections, Inc. | 7421195 | 2018 | Yes | 1.809 |  | 758-0 | Operational | Project #1 | 2003-09-15 | Electricity | Reciprocating Engine |  | Caterpillar G3516s | 2.4 |  | 1.463 | East Kentucky Power Cooperative (EKPC) | East Kentucky Power Cooperative (EKPC) |  | Yes | 0.10843 | 0.01266
1007901 | 681 | Outer Loop RDF | KY | Louisville | Jefferson | Private | Waste Management, Inc. | 35678903 | 2018 | Yes | 5.703 | 0 | 200966-0 | Operational | Project #2 | 2018-06-05 | Renewable Natural Gas | Vehicle Fuel | Pipeline Injection | will produce enough CNG to fuel 800 trucks per day; will fuel 80 fleet vehicles and sell the rest of the cleaned LFG into pipeline; Darco for H2S removal, membranes for CO2 removal, PSA for N2 removal |  |  | 5.7 | Texas Gas Transmission LLC; Waste Management, Inc. | WM Renewable Energy, LLC | WM Renewable Energy, LLC | Yes | 0.49899 | 0.04498
1005271 | 682 | Rumpke/Pendleton County LF | KY | Butler | Pendleton | Private | Rumpke | 6511889 | 2018 | Yes | 1.59 |  | 752-0 | Operational | Project #1 | 2007-02-01 | Electricity | Reciprocating Engine |  | (4) Caterpillar G3516s | 3.2 | 3.2 | 1.521 | East Kentucky Power Cooperative (EKPC) | East Kentucky Power Cooperative (EKPC) |  | Yes | 0.14458 | 0.01688
1005493 | 730 | EBR Parish North Landfill | LA | Zachary | East Baton Rouge | Public | City of Baton Rouge, LA; East Baton Rouge Parish, LA | 11485777 | 2018 | Yes | 3.123 |  | 800-0 | Operational | Project #1 | 2010-07-10 | Direct | Boiler |  | 3.75-mile pipeline to the south and 1.5-mile to the north supply 80-85 MMBtu/hr total to boilers |  |  | 3.6 | ExxonMobil Baton Rouge Polyolefins; Novolyte Technologies, Inc. | Siemens Building Technologies, Inc.; Sustainable Energy Solutions LLC |  | No | 0.31515 | 0.03112
1006064 | 12041 | IESI Timberlane Landfill | LA | Oakdale | Allen | Private | Waste Connections, Inc. | 3243032 | 2018 | Yes | 0.396 |  | 181087-0 | Operational | Project #1 | 2019-04-30 | Renewable Natural Gas | Vehicle Fuel | Pipeline Injection | 500 MMBtu output (RNG volume) |  |  |  | Tennessee Gas Pipeline Company, L.L.C. | Air Liquide Biogas | Air Liquide Biogas | No | 0 | 0
1002476 | 712 | Jefferson Davis Parish Landfill | LA | Welsh | Jefferson Davis | Public | Jefferson Davis Parish Sanitary Landfill Commission, LA | 10753919 | 2018 | Yes | 3.108 | 0 | 782-0 | Operational | Project #1 | 2008-04-01 | Renewable Natural Gas | Vehicle Fuel | Pipeline Injection | Physical solvent process with patented enhancements to remove CO2, H2O, H2S, siloxanes, and other impurities from LFG; gas used down the pipeline for vehicle fuel |  |  | 2.14 | Gulf South Pipeline; Los Angeles Department of Water & Power (LADWP); Shell Energy North America | Morrow Renewables, LLC |  | No | 0.18734 | 0.01689
1002587 | 725 | Jefferson Parish SLF | LA | Avondale | Jefferson | Public | Jefferson Parish Department of Environmental Affairs, LA | 14951230 | 2018 | Yes | 1.809 |  | 795-0 | Shutdown | Project #1 | 2006-01-24 | Direct | Direct Thermal |  | 4.2 miles of HDPE pipeline convey LFG to process air pre-heater and furnace of a sulfuric acid regeneration unit |  |  | 2.62 | Cornerstone Chemical Company | Renovar Energy Corp. |  | No | 0 | 0
1002587 | 725 | Jefferson Parish SLF | LA | Avondale | Jefferson | Public | Jefferson Parish Department of Environmental Affairs, LA | 14951230 | 2018 | Yes | 1.809 |  | 795-1 | Operational | Project #1, De-Expansion #1 | 2009-01-01 | Direct | Direct Thermal |  | 4.2 miles of HDPE pipeline convey LFG to a process air pre-heater (uses 9% of LFG) in a sulfuric acid regeneration unit and a process thermal oxidizer unit (uses 91% of LFG) |  |  | 1.88 | Cornerstone Chemical Company | Renovar Energy Corp. | River Birch, Inc. | No | 0.16458 | 0.01625
1005717 | 2289 | River Birch Landfill | LA | Westwego | Jefferson | Private | River Birch, Inc. | 22092392 | 2018 | Yes | 8.393 |  | 180379-0 | Operational | Project #1 | 2010-06-01 | Renewable Natural Gas | Vehicle Fuel | Pipeline Injection | Air-Liquide membrane separation produces 2,000 MMBtu/day of 950 Btu/scf gas, biological sulfur removal system named Thiopak |  |  | 5.76 | Atmos Energy Corporation | River Birch, Inc. |  | Yes | 0.50424 | 0.04545
1005717 | 2289 | River Birch Landfill | LA | Westwego | Jefferson | Private | River Birch, Inc. | 22092392 | 2018 | Yes | 8.393 |  | 180379-1 | Operational | Project #1, Expansion #1 | 2014-01-01 | Renewable Natural Gas | Vehicle Fuel | Pipeline Injection | Air-Liquide plant, now 3,400 MMBtu/day |  |  | 0.576 | Atmos Energy Corporation | River Birch, Inc. |  | Yes | 0.05042 | 0.00454
1005717 | 2289 | River Birch Landfill | LA | Westwego | Jefferson | Private | River Birch, Inc. | 22092392 | 2018 | Yes | 8.393 |  | 180379-2 | Planned | Project #1, Expansion #2 | 2017-03-31 | Renewable Natural Gas | Vehicle Fuel | Pipeline Injection |  |  |  | 3.024 |  | River Birch, Inc. |  | Yes | 0 | 0
1006238 | 714 | St. Landry Parish LF | LA | Washington | St. Landry | Public | St. Landry Parish Solid Waste Disposal District, LA | 2750000 | 2012 | Yes | 0.358 | 0.288 | 784-0 | Operational | Project #1 | 2012-04-13 | Renewable Natural Gas | Vehicle Fuel | Local Use | 50 cfm LFG produces 250 gallons of gasoline equivalent (GGE)/day; convert LFG to bioCNG vehicle fuel for 1 passenger van, 5 sedans & 10 fleet pick-up trucks |  |  | 0.07 | St. Landry Parish Solid Waste Disposal District, LA | St. Landry Parish Solid Waste Disposal District, LA |  | Yes | 0.00613 | 0.00055
1006238 | 714 | St. Landry Parish LF | LA | Washington | St. Landry | Public | St. Landry Parish Solid Waste Disposal District, LA | 2750000 | 2012 | Yes | 0.358 | 0.288 | 784-1 | Operational | Project #1, Expansion #1 | 2015-10-31 | Renewable Natural Gas | Vehicle Fuel | Local Use | With expansion, total production now ~630 GGE/day; tube trailer transports CNG to satellite fueling station |  |  | 0.2 | Waste Connections, Inc. | St. Landry Parish Solid Waste Disposal District, LA |  | Yes | 0.01751 | 0.00158
1002511 | 700 | Woolworth Road Landfill | LA | Keithville | Caddo | Public | City of Shreveport, LA | 11152610 | 2017 | Yes | 2.95 | 0 | 200852-0 | Operational | Project #3 | 2018-10-01 | Renewable Natural Gas | Vehicle Fuel | Pipeline Injection | Inlet capacity = 2,650 scfm, product gas capacity = 1,850 MMBtu/day; LFG refrigeration, LFG compression with a flooded-screw compressor, SulfaTreat for H2S removal, membranes for CO2 removal, product gas compressor, and regenerative TOX. |  |  | 2.95 | University of California |  | University of California | Unknown | 0.25825 | 0.02328
1007669 | 775 | Chicopee Landfill (WMI) | MA | Chicopee | Hampden | Private | Waste Management, Inc. | 12640876 | 2018 | Yes | 4.68 |  | 845-0 | Operational | Project #1 | 2004-02-21 | Electricity | Reciprocating Engine |  | (3) GE Jenbacher 1.9-MW IC engines | 4.26 | 5.7 |  | Chicopee Electric Light | Ameresco, Inc. |  | No | 0.19247 | 0.02247
1007669 | 775 | Chicopee Landfill (WMI) | MA | Chicopee | Hampden | Private | Waste Management, Inc. | 12640876 | 2018 | Yes | 4.68 |  | 845-1 | Operational | Project #1, Expansion #1 | 2010-02-03 | Electricity | Reciprocating Engine |  | (1) GE Jenbacher 2.1-MW IC engine | 1.4 | 2.1 |  | Chicopee Electric Light | Ameresco, Inc. |  | No | 0.06325 | 0.00739
1005039 | 788 | Crapo Hill LF | MA | New Bedford | Bristol | Public | Greater New Bedford Regional Refuse Management District | 1807000 | 2013 | Yes | 1.656 | 0 | 858-0 | Operational | Project #1 | 2005-11-01 | Electricity | Reciprocating Engine |  | (4) Caterpillar 3516 reciprocating internal combustion engines | 3.2 | 3.3 | 1.656 | Eversource | CommonWealth Resource Management Corporation | CommonWealth Resource Management Corporation | No | 0.14458 | 0.01688
1007547 | 778 | Fall River Landfill | MA | Fall River | Bristol | Private | Republic Services, Inc. | 5736457 | 2014 | Yes | 2.541 | 0.19199 | 180127-0 | Operational | Project #2 | 2000-07-01 | Electricity | Gas Turbine |  | (1) Solar gas turbine, rated at 5,244 kW | 3.39 | 5.244 | 2.68 | Taunton Municipal Lighting Plant | Gas Recovery Systems, LLC | Fortistar Methane Group | No | 0.15316 | 0.01788
1007753 | 787 | Fitchburg-Westminster LF | MA | Westminster | Worcester | Private | Waste Management, Inc. | 12401952 | 2018 | Yes | 3.247 |  | 180847-0 | Operational | Project #2 | 2007-08-01 | Electricity | Reciprocating Engine |  | (2) Caterpillar 3520 engines at 472 cfm per engine | 2.68 | 3.2 | 1.36 | New England Power Pool (NEPOOL) | WM Renewable Energy, LLC |  | Yes | 0.12108 | 0.01414
1007753 | 787 | Fitchburg-Westminster LF | MA | Westminster | Worcester | Private | Waste Management, Inc. | 12401952 | 2018 | Yes | 3.247 |  | 180847-1 | Operational | Project #2, Expansion #1 | 2009-01-01 | Electricity | Reciprocating Engine |  | (1) 1600-kW Caterpillar 3520 | 0.9 | 1.6 |  | New England Power Pool (NEPOOL) | WM Renewable Energy, LLC |  | Yes | 0.04066 | 0.00475
1007685 | 779 | Granby SLF | MA | Granby | Hampshire | Private | Waste Management, Inc. | 6437059 | 2013 | Yes | 0.857 |  | 849-0 | Shutdown | Project #1 | 2001-10-15 | Electricity | Reciprocating Engine |  | 4 CAT 398 engines originally (415 kW and 260 cfm each) | 1.6 | 1.6 |  | Constellation | Industrial Power Services Corporation |  | No | 0 | 0
1007685 | 779 | Granby SLF | MA | Granby | Hampshire | Private | Waste Management, Inc. | 6437059 | 2013 | Yes | 0.857 |  | 849-1 | Shutdown | Project #1, Expansion #1 | 2004-09-01 | Electricity | Reciprocating Engine |  | 5th CAT 398 engine added (415 kW and 260 cfm) | 0.4 | 0.4 |  | Constellation | Industrial Power Services Corporation |  | No | 0 | 0
1007685 | 779 | Granby SLF | MA | Granby | Hampshire | Private | Waste Management, Inc. | 6437059 | 2013 | Yes | 0.857 |  | 849-2 | Shutdown | Project #1, Expansion #2 | 2005-01-01 | Electricity | Reciprocating Engine |  | 6th and 7th CAT 398 engines added (415 kW and 260 cfm each) | 0.8 | 0.8 |  | Constellation | Industrial Power Services Corporation |  | No | 0 | 0
1007685 | 779 | Granby SLF | MA | Granby | Hampshire | Private | Waste Management, Inc. | 6437059 | 2013 | Yes | 0.857 |  | 849-3 | Shutdown | Project #1, Expansion #3 | 2008-06-01 | Electricity | Reciprocating Engine |  | 8th CAT 398 engine (415 kW and 260 cfm) | 0.4 | 0.4 |  | Constellation | Industrial Power Services Corporation |  | No | 0 | 0
1007685 | 779 | Granby SLF | MA | Granby | Hampshire | Private | Waste Management, Inc. | 6437059 | 2013 | Yes | 0.857 |  | 849-4 | Operational | Project #1, De-Expansion #1 | 2014-01-01 | Electricity | Reciprocating Engine |  |  | 1.67 | 3.2 |  | Constellation | Industrial Power Services Corporation |  | No | 0.07545 | 0.00881
1005213 | 10660 | Haverhill Landfill | MA | Haverhill | Essex | Private | Covanta Energy | 7621663 | 2018 | Yes | 0.72 |  | 180922-0 | Operational | Project #1 | 2008-01-01 | Electricity | Reciprocating Engine |  |  | 1.6 | 1.6 |  |  | Covanta Energy |  | No | 0.07229 | 0.00844
1002593 | 1835 | Northampton Landfill | MA | Florence | Hampshire | Public | City of Northampton, DPW, MA | 2900518 | 2013 | Yes | 0.236 |  | 166408-0 | Operational | Project #1 | 2008-03-13 | Electricity | Reciprocating Engine |  | (1) Caterpillar engine | 0.8 | 0.8 | 0.504 | National Grid | Ameresco, Inc.; City of Northampton, DPW, MA |  | No | 0.03614 | 0.00422
1004557 | 785 | Plainville LF | MA | Plainville | Norfolk | Private | Republic Services, Inc. | 7426271 | 1998 | Yes | 1.072 |  | 180226-0 | Shutdown | Project #2 | 2003-03-01 | Electricity | Reciprocating Engine |  | (7) Caterpillar G3516 LE engines | 5.3 | 5.6 |  | Plainville Generating Company | DTE Biomass Energy | Lorusso Corporation | No | 0 | 0
1004557 | 785 | Plainville LF | MA | Plainville | Norfolk | Private | Republic Services, Inc. | 7426271 | 1998 | Yes | 1.072 |  | 180226-1 | Shutdown | Project #2, De-Expansion #1 | 2006-01-01 | Electricity | Reciprocating Engine |  | (6) Caterpillar G3516 LE engines | 4.7 | 4.8 | 2.6 | Plainville Generating Company | DTE Biomass Energy | Lorusso Corporation | No | 0 | 0
1004557 | 785 | Plainville LF | MA | Plainville | Norfolk | Private | Republic Services, Inc. | 7426271 | 1998 | Yes | 1.072 |  | 180226-2 | Shutdown | Project #2, De-Expansion #2 | 2008-01-01 | Electricity | Reciprocating Engine |  | (5) Caterpillar G3516 LE engines | 3.7 | 4 | 2.2 | Plainville Generating Company | DTE Biomass Energy | Lorusso Corporation | No | 0 | 0
1004557 | 785 | Plainville LF | MA | Plainville | Norfolk | Private | Republic Services, Inc. | 7426271 | 1998 | Yes | 1.072 |  | 180226-3 | Shutdown | Project #1, De-Expansion #3 | 2011-01-01 | Electricity | Reciprocating Engine |  | (4) Caterpillar G3516 LE engines | 2.4 | 3.2 | 1.27 | Plainville Generating Company | DTE Biomass Energy | Lorusso Corporation | No | 0 | 0
1004557 | 785 | Plainville LF | MA | Plainville | Norfolk | Private | Republic Services, Inc. | 7426271 | 1998 | Yes | 1.072 |  | 180226-4 | Operational | Project #1, De-Expansion #4 | 2014-01-01 | Electricity | Reciprocating Engine |  | (3) Caterpillar G3516 LE engines | 2.1 | 2.4 | 1.15 | Plainville Generating Company | DTE Biomass Energy | Lorusso Corporation | No | 0.09488 | 0.01108
| 10641 | Quarry Hills Soils LF | MA | Quincy | Norfolk | Private | Quarry Hills Associates Inc. |  |  | Yes |  |  | 180921-0 | Shutdown | Project #1 | 2009-03-30 | Electricity | Reciprocating Engine |  | Guascor Engine Model SFGLD | 0.421 |  |  | Harvard University | Quarry Energy Corp. |  | Unknown | 0 | 0
| 10641 | Quarry Hills Soils LF | MA | Quincy | Norfolk | Private | Quarry Hills Associates Inc. |  |  | Yes |  |  | 180921-1 | Shutdown | Project #1, De-Expansion #1 | 2010-01-01 | Electricity | Reciprocating Engine |  | Guascor Engine Model SFGLD | 0.38 |  |  | Harvard University | Quarry Energy Corp. |  | Unknown | 0 | 0
| 10641 | Quarry Hills Soils LF | MA | Quincy | Norfolk | Private | Quarry Hills Associates Inc. |  |  | Yes |  |  | 180921-2 | Operational | Project #1, De-Expansion #2 | 2017-01-01 | Electricity | Reciprocating Engine |  | Guascor Engine Model SFGLD | 0.3 |  |  | Harvard University | Quarry Energy Corp. |  | Unknown | 0.01355 | 0.00158
1005254 | 10100 | Southbridge Recycling & Disposal Park | MA | Southbridge | Worcester | Public | Town of Southbridge, MA | 5305992 | 2018 | Yes | 2.896 |  | 180834-0 | Operational | Project #1 | 2012-01-03 | Electricity | Reciprocating Engine |  | (1) CAT 3520 engine powering flare and maintenance shop initially; SulfaTreat system removes H2S | 1.6 | 1.6 | 0.8 | Nextera Energy | Casella Waste Systems, Inc. | Casella Waste Systems, Inc. | Yes | 0.07229 | 0.00844
1003532 | 786 | Taunton SLF | MA | Taunton | Bristol | Private | Waste Management, Inc. | 3822183 | 2018 | Yes | 1.51 |  | 856-0 | Operational | Project #1 | 1997-09-01 | Electricity | Reciprocating Engine |  | (2) 950-kW Caterpillar 3516 dry manifold engines | 1.55 | 1.9 |  | Taunton Municipal Lighting Plant | NEO Corporation | Fortistar Methane Group | No | 0.07003 | 0.00818
1003532 | 786 | Taunton SLF | MA | Taunton | Bristol | Private | Waste Management, Inc. | 3822183 | 2018 | Yes | 1.51 |  | 856-1 | Operational | Project #1, Expansion #1 | 2011-05-09 | Electricity | Reciprocating Engine |  | (2) 950-kW Caterpillar 3516 dry manifold engines | 0.56 | 1.9 |  | Taunton Municipal Lighting Plant | NEO Corporation | Fortistar Methane Group | No | 0.0253 | 0.00295
1003393 | 10780 | West Street Landfill | MA | Gardner | Worcester | Public | City of Gardner, MA | 2780000 | 2005 | Yes | 0.265 | 0 | 180930-0 | Operational | Project #1 | 2010-03-01 | Electricity | Reciprocating Engine |  | (2) Caterpillar engines (0.81 MW capacity each) installed but only one runs at a time | 0.5 | 1.62 |  | Templeton Municipal Lighting Plant | Seaman Energy LLC |  | No | 0.02259 | 0.00264
1007291 | 734 | Alpha Ridge SLF | MD | Marriottsville | Howard | Public | Howard County, MD | 3029746 | 2018 | Yes | 0.86 | 0.39 | 804-0 | Operational | Project #1 | 2012-09-21 | Electricity | Reciprocating Engine |  | GE-Jenbacher generator; Plant provides power for the LFG energy system itself, the GCCS and flare station, a new electric vehicle charging station; the remainder goes to the grid | 1.059 | 1.059 | 0.47 | Howard County, MD; PJM Interconnection, LLC | Pepco Energy Services, Inc. |  | No | 0.04785 | 0.00559
1002655 | 741 | Brown Station Road Sanitary Landfill | MD | Upper Marlboro | Prince George's | Public | Prince George's County, MD | 18005063 | 2018 | Yes | 4.81 | 0.396 | 166975-0 | Shutdown | Project #2 | 1987-04-20 | Electricity | Reciprocating Engine |  | LFG fuels (3) 850-kW Waukesha engines at County Correctional Center | 2.55 | 2.55 | 1.33 | PJM Interconnection, LLC; Prince George's County Correctional Center | Prince George's County, MD | Prince George's County, MD | Yes | 0 | 0
1002655 | 741 | Brown Station Road Sanitary Landfill | MD | Upper Marlboro | Prince George's | Public | Prince George's County, MD | 18005063 | 2018 | Yes | 4.81 | 0.396 | 166975-1 | Operational | Project #2, Expansion #1 | 2003-12-01 | Electricity | Reciprocating Engine |  | LFG fuels (4) 1,050-kW Waukesha engines located at the landfill | 3.5 | 4.2 | 1.75 | PJM Interconnection, LLC; Prince George's County, MD | Prince George's County, MD | Prince George's County, MD | Yes | 0.15813 | 0.01846
1004330 | 745 | Eastern Sanitary Landfill Solid Waste Management Facility (ESL) | MD | White Marsh | Baltimore | Public | Baltimore County, MD | 6587729 | 2018 | Yes | 1.7 |  | 815-0 | Operational | Project #1 | 2006-09-01 | Electricity | Reciprocating Engine |  | (3) engines | 3 |  | 1.7 | Pepco Energy Services, Inc. | Pepco Energy Services, Inc. |  | Yes | 0.13554 | 0.01583
1003432 | 748 | Gude LF | MD | Rockville | Montgomery | Public | Montgomery County, MD | 4800000 |  | Yes | 1.03 | 0.53 | 180877-0 | Operational | Project #2 | 2009-07-13 | Electricity | Reciprocating Engine |  | 1 GE Jenbacher JGS 316 | 0.8 |  | 0.5 | Pepco Energy Services, Inc. | Northeast Maryland Waste Disposal Authority, MD; SCS Engineers |  | No | 0.03614 | 0.00422
1002002 | 754 | Millersville SLF | MD | Severn | Anne Arundel | Public | Anne Arundel County Bureau of Waste Management Services, MD | 8284733 | 2018 | Yes | 1.814 | 0.074 | 824-0 | Operational | Project #1 | 2012-06-27 | Electricity | Reciprocating Engine |  | (2) Caterpillar G3520 engines | 3.2 | 3.2 | 1.74 | PJM Interconnection, LLC | Northeast Maryland Waste Disposal Authority, MD | Anne Arundel County Bureau of Waste Management Services, MD | No | 0.14458 | 0.01688
1007029 | 756 | Newland Park SLF | MD | Salisbury | Wicomico | Public | Wicomico County, MD | 3589673 | 2018 | Yes | 1 |  | 826-0 | Shutdown | Project #1 | 2007-04-23 | Electricity | Reciprocating Engine |  | (9) 350-kW Detroit Diesel Series 60 dual-fuel (LFG & No. 2 Fuel Oil) engines, high gas fraction mode with LFG at 86-91%, facility output between 1.25 - 2 MW, 6,000 to 8,500 hours/year | 2.59 | 3.15 | 1.44 | PJM Interconnection, LLC | INGENCO | INGENCO | No | 0 | 0
1007029 | 756 | Newland Park SLF | MD | Salisbury | Wicomico | Public | Wicomico County, MD | 3589673 | 2018 | Yes | 1 |  | 826-1 | Operational | Project #1, De-Expansion #1 | 2018-01-01 | Electricity | Reciprocating Engine |  | (9) 350-kW Detroit Diesel Series 60 dual-fuel (LFG & No. 2 Fuel Oil) engines, high gas fraction mode with LFG at 86-91%, facility output between 1.25 - 2 MW, 6,000 to 8,500 hours/year | 2.1 | 3.15 | 1 | PJM Interconnection, LLC | INGENCO | INGENCO | No | 0.09488 | 0.01108
1003469 | 759 | Oaks SLF | MD | Laytonsville | Montgomery | Public | Montgomery County, MD | 6874060 |  | Yes | 1.31 |  | 180398-0 | Operational | Project #2 | 2009-07-13 | Electricity | Reciprocating Engine |  | 1 Caterpillar 3520 and 1 GE Jenbacher JGS 316 | 2.4 |  | 1.309 | Pepco Energy Services, Inc. | Northeast Maryland Waste Disposal Authority, MD; SCS Engineers |  | No | 0.10843 | 0.01266
1001568 | 763 | Quarantine Road SLF | MD | Curtis Bay | Baltimore city | Public | City of Baltimore, MD | 10632202 | 2009 | Yes | 0.769 |  | 833-0 | Operational | Project #1 | 2009-04-22 | Electricity | Cogeneration |  | 1.5-mile pipe to (4) low NOx GEJ 320 engines (1,057 kW each), each with a heat recovery steam generator (HRSG) - 2,000 lb/hr per HRSG using engine exhaust heat; retrofitted existing boiler (new tri-fuel burner & control system) can burn LFG, NG & #2 oil | 1.5 | 4 | 0.864 | U.S. Coast Guard - Curtis Bay Shipyard | Ameresco Federal Solutions |  | No | 0.06777 | 0.00791
1007573 | 768 | Sandy Hill SLF | MD | Bowie | Prince George's | Public | Prince George's County, MD | 8201604 | 2000 | Yes | 2.201 |  | 838-0 | Shutdown | Project #1 | 2003-01-15 | Direct | Boiler |  | LFG is piped 5.5 mi. to (3) 1995 40,000 lb/hr package boilers modified to burn LFG and use NG and fuel oil as backup; steam from boilers is circulated to heat the Center's buildings |  |  | 2.13 | NASA Goddard Space Flight Center | Toro Energy, Inc. | Toro Energy, Inc. | No | 0 | 0
1007573 | 768 | Sandy Hill SLF | MD | Bowie | Prince George's | Public | Prince George's County, MD | 8201604 | 2000 | Yes | 2.201 |  | 838-1 | Operational | Project #1, De-Expansion #1 | 2011-01-01 | Direct | Boiler |  | LFG is piped 5.5 miles to (3) 1995 40,000 lb/hr package boilers modified to burn LFG and use NG and fuel oil as backup; steam from boilers is circulated to heat the Center's buildings |  |  | 1.73 | NASA Goddard Space Flight Center | Toro Energy, Inc. | Toro Energy, Inc. | No | 0.15145 | 0.01495
1007646 | 2250 | Crossroads LF | ME | Norridgewock | Somerset | Private | Waste Management, Inc. | 9319120 | 2018 | Yes | 1.294 | 0 | 180338-0 | Operational | Project #1 | 2009-03-06 | Electricity | Reciprocating Engine |  | (2) Caterpillar 3520s | 2.6 | 3.2 |  | New England Power Pool (NEPOOL) | WM Renewable Energy, LLC |  | Yes | 0.11747 | 0.01372
1005252 | 2259 | Pine Tree Landfill | ME | Hampden | Penobscot | Private | Casella Waste Systems, Inc. | 5787104 | 2009 | Yes | 0.813 |  | 180347-0 | Shutdown | Project #1 | 2008-02-01 | Electricity | Reciprocating Engine |  | (3) 1.3 MW GE Jenbacher J320 engine generators, unique hydrogen sulfide treatment system (bacteria from volcanic vents in ocean) | 2.4 | 3.9 | 1.3 | Emera Maine | Casella Waste Systems, Inc. | Casella Waste Systems, Inc. | Yes | 0 | 0
1005252 | 2259 | Pine Tree Landfill | ME | Hampden | Penobscot | Private | Casella Waste Systems, Inc. | 5787104 | 2009 | Yes | 0.813 |  | 180347-1 | Shutdown | Project #1, De-Expansion #1 | 2012-01-01 | Electricity | Reciprocating Engine |  | (3) 1.3 MW GE Jenbacher J320 engine generators, unique hydrogen sulfide treatment system (bacteria from volcanic vents in ocean) | 1.6 | 3.9 | 0.9 | Emera Maine | Casella Waste Systems, Inc. | Casella Waste Systems, Inc. | Yes | 0 | 0
1005252 | 2259 | Pine Tree Landfill | ME | Hampden | Penobscot | Private | Casella Waste Systems, Inc. | 5787104 | 2009 | Yes | 0.813 |  | 180347-2 | Operational | Project #1, De-Expansion #2 | 2015-01-01 | Electricity | Reciprocating Engine |  | (3) 1.3 MW GE Jenbacher J320 engine generators, unique hydrogen sulfide treatment system (bacteria from volcanic vents in ocean) | 0.9 | 3.9 | 0.6 | Nextera Energy | Casella Waste Systems, Inc. | Casella Waste Systems, Inc. | Yes | 0.04066 | 0.00475
1001991 | 1902 | Adrian Landfill | MI | Adrian | Lenawee | Private | Republic Services, Inc. | 7911557 | 2013 | Yes | 1.06 | 0.004 | 166952-0 | Operational | Project #1 | 1994-12-01 | Electricity | Reciprocating Engine |  | (3) Caterpillar 3516 reciprocating engine generator sets | 1.95 | 2.4 | 1.25 | Consumers Energy | Adrian Energy Associates; Aria Energy, LLC; DTE Biomass Energy | Adrian Energy Associates; Aria Energy, LLC | No | 0.0881 | 0.01029
1008034 | 1879 | Advanced Disposal Arbor Hills Landfill Inc. | MI | Northville | Washtenaw | Private | Advanced Disposal Services | 63745750 | 2018 | Yes | 13.181 |  | 166927-0 | Operational | Project #1 | 1996-01-01 | Electricity | Combined Cycle |  | After moisture removal, LFG fuels (3) Siemens gas turbines rated at 4.5 MW each which drive (3) electrical generators, turbines' waste heat is elevated in temperature by (3) duct burners to drive a 10-MW steam turbine which drives an electrical generator | 23.5 | 23.5 |  | DTE Energy |  | Fortistar Methane Group | No | 1.0617 | 0.12398
1008034 | 1879 | Advanced Disposal Arbor Hills Landfill Inc. | MI | Northville | Washtenaw | Private | Advanced Disposal Services | 63745750 | 2018 | Yes | 13.181 |  | 166927-1 | Operational | Project #1, Expansion #1 | 2007-01-01 | Electricity | Gas Turbine |  | Solar Taurus simple-cycle turbine rated at 4.3 MW | 4.3 | 4.3 |  | DTE Energy | Fortistar Methane Group | Fortistar Methane Group | No | 0.19427 | 0.02269
1006178 | 1878 | Ann Arbor SLF Phase I & II | MI | Ann Arbor | Washtenaw | Public | City of Ann Arbor, MI | 2740000 |  | Yes | 0.273 |  | 166926-0 | Shutdown | Project #1 | 1998-04-22 | Electricity | Reciprocating Engine |  | (2) Caterpillar 3516 engines | 0.7 | 1.6 |  | DTE Energy | CTR; DTE Biomass Energy | City of Ann Arbor, MI | No | 0 | 0
1006178 | 1878 | Ann Arbor SLF Phase I & II | MI | Ann Arbor | Washtenaw | Public | City of Ann Arbor, MI | 2740000 |  | Yes | 0.273 |  | 166926-1 | Operational | Project #1, De-Expansion #1 | 2007-01-01 | Electricity | Reciprocating Engine |  | (1) Caterpillar 3516 engine | 0.5 | 0.8 |  | DTE Energy | DTE Biomass Energy | City of Ann Arbor, MI | No | 0.02259 | 0.00264
1006132 | 2068 | Autumn Hills Recycling & Disposal Facility | MI | Zeeland | Ottawa | Private | Waste Management, Inc. | 13152374 | 2018 | Yes | 3.161 |  | 180117-0 | Operational | Project #1 | 2005-01-01 | Direct | Boiler |  | 6.5-mile pipeline to soybean plant, boilers will produce heat and steam used to process beans; (1) 35 MMBtu/hr Johnston boiler, (1) 6.27 MMBtu/hr boiler and (1) 16.8 MMBtu/hr firetube boiler |  |  | 0.5 | Zeeland Farm Services | North American Natural Resources, Inc. (NANR) |  | No | 0.04377 | 0.00432
1006132 | 2068 | Autumn Hills Recycling & Disposal Facility | MI | Zeeland | Ottawa | Private | Waste Management, Inc. | 13152374 | 2018 | Yes | 3.161 |  | 181048-0 | Operational | Project #2 | 2009-08-26 | Electricity | Reciprocating Engine |  | (2) Caterpillar 3516LE engines at 1,148 brake-horsepower capacity each | 0.8 | 1.6 |  | City of Zeeland Board of Public Works | North American Natural Resources, Inc. (NANR) |  | No | 0.03614 | 0.00422
1006132 | 2068 | Autumn Hills Recycling & Disposal Facility | MI | Zeeland | Ottawa | Private | Waste Management, Inc. | 13152374 | 2018 | Yes | 3.161 |  | 181048-1 | Operational | Project #2, Expansion #1 | 2014-08-01 | Electricity | Reciprocating Engine |  | Added (1) Caterpillar 3520C engine with capacity of 2,242 brake-horsepower | 1 | 1.6 |  | City of Zeeland Board of Public Works | North American Natural Resources, Inc. (NANR) |  | No | 0.04518 | 0.00528
1006132 | 2068 | Autumn Hills Recycling & Disposal Facility | MI | Zeeland | Ottawa | Private | Waste Management, Inc. | 13152374 | 2018 | Yes | 3.161 |  | 201441-0 | Operational | Project #3 | 2006-01-01 | Electricity | Cogeneration |  | 6.5-mile pipeline delivers 1,100 MMBtu/day to ZFS soybean plant, ZFS uses LFG in (2) CHP 3520s in tandem with boilers | 3 | 3.2 | 1.67 | Zeeland Farm Services | North American Natural Resources, Inc. (NANR) |  | No | 0.13554 | 0.01583
1002489 | 1891 | Brent Run Landfill | MI | Montrose | Genesee | Private | Waste Connections Inc. - Central Region | 16586470 | 2018 | Yes | 3.238 |  | 166941-0 | Operational | Project #1 | 1998-10-01 | Electricity | Reciprocating Engine |  | (2) CAT 3516 engines | 1.6 | 1.6 | 0.86 | Michigan Public Power Agency (MPPA) | Granger Energy |  | No | 0.07229 | 0.00844
1002489 | 1891 | Brent Run Landfill | MI | Montrose | Genesee | Private | Waste Connections Inc. - Central Region | 16586470 | 2018 | Yes | 3.238 |  | 166941-1 | Operational | Project #1, Expansion #1 | 2010-01-01 | Electricity | Reciprocating Engine |  | (1) CAT G3512 | 0.6 | 0.6 |  | Michigan Public Power Agency (MPPA) | Granger Energy |  | No | 0.02711 | 0.00317
1002489 | 1891 | Brent Run Landfill | MI | Montrose | Genesee | Private | Waste Connections Inc. - Central Region | 16586470 | 2018 | Yes | 3.238 |  | 166941-2 | Operational | Project #1, Expansion #2 | 2012-01-01 | Electricity | Reciprocating Engine |  | (2) CAT G3520C engines | 3.2 | 3.2 |  | Michigan Public Power Agency (MPPA) | Granger Energy |  | No | 0.14458 | 0.01688
1003620 | 1900 | C&C Landfill | MI | Marshall | Calhoun | Private | Republic Services, Inc. | 15076766 | 2018 | Yes | 3.8 |  | 166950-0 | Operational | Project #1 | 1995-01-01 | Electricity | Reciprocating Engine |  | (3) Waukesha VHP7100GL units | 2.7 |  |  | Consumers Energy | Gas Recovery Systems, LLC | Fortistar Methane Group | No | 0.12199 | 0.01424
1003620 | 1900 | C&C Landfill | MI | Marshall | Calhoun | Private | Republic Services, Inc. | 15076766 | 2018 | Yes | 3.8 |  | 166950-1 | Operational | Project #1, Expansion #1 | 2007-03-01 | Electricity | Gas Turbine |  | Solar Centaur turbine | 2.5 |  |  | Consumers Energy |  | Fortistar Methane Group | No | 0.11295 | 0.01319
1007521 | 1892 | Carleton Farms Landfill | MI | New Boston | Wayne | Private | Republic Services, Inc. | 47632539 | 2018 | Yes | 6.41 | 0.65 | 166942-0 | Operational | Project #1 | 1998-07-01 | Electricity | Reciprocating Engine |  | 5 Caterpillar 3516 engine generator sets originally in July 1998 (4.0 MW), then added 3 more gensets in August 1999 (2.4 MW), 2 more in 2003 (1.6 MW), and 4 more in 2005 (3.2 MW) | 4 | 4 |  | DTE Energy | Aria Energy, LLC; Sumpter Energy Associates | Aria Energy, LLC; Sumpter Energy Associates | No | 0.18072 | 0.0211
1007521 | 1892 | Carleton Farms Landfill | MI | New Boston | Wayne | Private | Republic Services, Inc. | 47632539 | 2018 | Yes | 6.41 | 0.65 | 166942-1 | Operational | Project #1, Expansion #1 | 1999-08-01 | Electricity | Reciprocating Engine |  | 5 Caterpillar 3516 engine generator sets originally in July 1998 (4.0 MW), then added 3 more gensets in August 1999 (2.4 MW), 2 more in 2003 (1.6 MW), and 4 more in 2005 (3.2 MW) | 2.4 | 2.4 |  | DTE Energy | Aria Energy, LLC; Sumpter Energy Associates | Aria Energy, LLC; Sumpter Energy Associates | No | 0.10843 | 0.01266
1007521 | 1892 | Carleton Farms Landfill | MI | New Boston | Wayne | Private | Republic Services, Inc. | 47632539 | 2018 | Yes | 6.41 | 0.65 | 166942-2 | Operational | Project #1, Expansion #2 | 2003-01-01 | Electricity | Reciprocating Engine |  | 5 Caterpillar 3516 engine generator sets originally in July 1998 (4.0 MW), then added 3 more gensets in August 1999 (2.4 MW), 2 more in 2003 (1.6 MW), and 4 more in 2005 (3.2 MW) | 1.6 | 1.6 |  | DTE Energy | Aria Energy, LLC; Sumpter Energy Associates | Aria Energy, LLC; Sumpter Energy Associates | No | 0.07229 | 0.00844
1007521 | 1892 | Carleton Farms Landfill | MI | New Boston | Wayne | Private | Republic Services, Inc. | 47632539 | 2018 | Yes | 6.41 | 0.65 | 166942-3 | Operational | Project #1, Expansion #3 | 2005-01-01 | Electricity | Reciprocating Engine |  | 5 Caterpillar 3516 engine generator sets originally in July 1998 (4.0 MW), then added 3 more gensets in August 1999 (2.4 MW), 2 more in 2003 (1.6 MW), and 4 more in 2005 (3.2 MW) | 3.2 | 3.2 | 1.9 | DTE Energy | Aria Energy, LLC; Sumpter Energy Associates | Aria Energy, LLC; Sumpter Energy Associates | No | 0.14458 | 0.01688
1006990 | 2232 | Central Sanitary Landfill, Inc. | MI | Pierson | Montcalm | Private | Republic Services, Inc. | 7740941 | 2018 | Yes | 1.296 |  | 180320-0 | Operational | Project #1 | 2018-01-01 | Electricity | Reciprocating Engine |  | (1) CAT G3520C engine and (1) CAT G3516 engine | 2.4 | 2.4 |  |  | North American Natural Resources, Inc. (NANR) |  | No | 0.10843 | 0.01266
1004976 | 1880 | Citizens Disposal Landfill | MI | Grand Blanc | Genesee | Private | Republic Services, Inc. | 14415359 | 2018 | Yes | 3.912 |  | 166928-0 | Operational | Project #1 | 1994-07-01 | Electricity | Cogeneration |  | waste heat from electricity generation is used to heat maintenance facility, three CAT 3516 engines initially | 2.4 | 2.4 | 1.296 | Consumers Energy | Granger Energy |  | No | 0.10843 | 0.01266
1004976 | 1880 | Citizens Disposal Landfill | MI | Grand Blanc | Genesee | Private | Republic Services, Inc. | 14415359 | 2018 | Yes | 3.912 |  | 166928-1 | Shutdown | Project #1, Expansion #1 | 2000-04-01 | Electricity | Cogeneration |  | (1) additional Caterpillar 3516 engine | 0.8 | 0.8 | 0.432 | Consumers Energy | Granger Energy |  | No | 0 | 0
1004976 | 1880 | Citizens Disposal Landfill | MI | Grand Blanc | Genesee | Private | Republic Services, Inc. | 14415359 | 2018 | Yes | 3.912 |  | 166928-2 | Operational | Project #1, Expansion #2 | 2003-04-01 | Electricity | Cogeneration |  | (1) additional Caterpillar 3516 engine | 0.8 | 0.8 | 0.432 | Consumers Energy | Granger Energy |  | No | 0.03614 | 0.00422
1004976 | 1880 | Citizens Disposal Landfill | MI | Grand Blanc | Genesee | Private | Republic Services, Inc. | 14415359 | 2018 | Yes | 3.912 |  | 166928-3 | Operational | Project #1, Expansion #3 | 2010-07-01 | Electricity | Cogeneration |  | (1) additional Caterpillar 3516 engine | 0.8 | 0.8 | 0.432 | Michigan Public Power Agency (MPPA) | Granger Energy |  | No | 0.03614 | 0.00422
1004976 | 1880 | Citizens Disposal Landfill | MI | Grand Blanc | Genesee | Private | Republic Services, Inc. | 14415359 | 2018 | Yes | 3.912 |  | 166928-4 | Operational | Project #1, Expansion #4 | 2012-08-01 | Electricity | Cogeneration |  | (2) Caterpillar 3520 engines (one of these replaced an existing 3516), for a total of 7 engines | 2 | 3.2 |  | Michigan Public Power Agency (MPPA) | Granger Energy |  | No | 0.09036 | 0.01055
1003865 | 2242 | City of Midland Sanitary LF | MI | Midland | Midland | Public | City of Midland Utilities Dept., MI | 9449374 | 2018 | Yes | 0.58 |  | 180330-0 | Operational | Project #1 | 2011-03-31 | Electricity | Cogeneration |  | (1) CAT 3520 provides power to WWTP and water treatment plant, waste heat heats building and 2 holding tanks; 2nd CAT 3520 in place but both engines do not run at the same time; LFG piped 3 miles to WWTP & combined with biogas for total of 440 scfm | 1.3 | 1.6 |  | City of Midland Utilities Dept., MI |  |  | No | 0.05873 | 0.00686
1007932 | 1881 | City Sand & Landfill, Inc. | MI | Belleville | Wayne | Private | Waste Management, Inc. | 15739832 | 1993 | Yes | 0.433 |  | 166929-0 | Shutdown | Project #1 | 1992-07-01 | Electricity | Reciprocating Engine |  | 10 Caterpillar 3516 spark ignited turbo charged and aftercooled lean burn engine gensets originally | 7.6 | 8 |  | DTE Energy | Sumpter Energy Associates | Aria Energy, LLC | No | 0 | 0
1007932 | 1881 | City Sand & Landfill, Inc. | MI | Belleville | Wayne | Private | Waste Management, Inc. | 15739832 | 1993 | Yes | 0.433 |  | 166929-1 | Shutdown | Project #1, De-Expansion #1 | 2000-01-01 | Electricity | Reciprocating Engine |  | 8 Caterpillar 3516 spark ignited turbo charged and aftercooled lean burn engine gensets remain | 6.4 | 6.4 |  | DTE Energy | Sumpter Energy Associates | Aria Energy, LLC | No | 0 | 0
1007932 | 1881 | City Sand & Landfill, Inc. | MI | Belleville | Wayne | Private | Waste Management, Inc. | 15739832 | 1993 | Yes | 0.433 |  | 166929-2 | Shutdown | Project #1, De-Expansion #2 | 2002-01-01 | Electricity | Reciprocating Engine |  | 6 Caterpillar 3516 spark ignited turbo charged and aftercooled lean burn engine gensets remain | 4.8 | 4.8 |  | DTE Energy | Sumpter Energy Associates | Aria Energy, LLC | No | 0 | 0
1007932 | 1881 | City Sand & Landfill, Inc. | MI | Belleville | Wayne | Private | Waste Management, Inc. | 15739832 | 1993 | Yes | 0.433 |  | 166929-3 | Shutdown | Project #1, De-Expansion #3 | 2005-01-01 | Electricity | Reciprocating Engine |  | 4 Caterpillar 3516 spark ignited turbo charged and aftercooled lean burn engine gensets remain | 3.2 | 3.2 |  | DTE Energy | Sumpter Energy Associates | Aria Energy, LLC | No | 0 | 0
1007932 | 1881 | City Sand & Landfill, Inc. | MI | Belleville | Wayne | Private | Waste Management, Inc. | 15739832 | 1993 | Yes | 0.433 |  | 166929-4 | Shutdown | Project #1, De-Expansion #4 | 2008-01-01 | Electricity | Reciprocating Engine |  | (2) Caterpillar 3516 spark ignited turbo charged and aftercooled lean burn engine gensets remain | 1.6 | 1.6 |  | DTE Energy | Sumpter Energy Associates | Aria Energy, LLC | No | 0 | 0
1007932 | 1881 | City Sand & Landfill, Inc. | MI | Belleville | Wayne | Private | Waste Management, Inc. | 15739832 | 1993 | Yes | 0.433 |  | 166929-5 | Operational | Project #1, De-Expansion #5 | 2017-01-01 | Electricity | Reciprocating Engine |  | (2) Caterpillar 3516 spark ignited turbo charged and aftercooled lean burn engine gensets remain, one is operated with the other as a swing unit | 0.75 | 1.6 | 0.5 | DTE Energy | Sumpter Energy Associates | Aria Energy, LLC | No | 0.03388 | 0.00396
1003259 | 1936 | Eagle Valley RDF | MI | Lake Orion | Oakland | Private | Waste Management, Inc. | 12035825 | 2018 | Yes | 5.269 |  | 167010-0 | Operational | Combination Project | 1999-01-01 | Direct | Boiler |  | Orion plant is between 2 LFs, use LFG in boilers converted from coal-firing to generate steam & provide utility service to the 4.3 mil ft2 main assembly plant & a paint shop, some coal still used in winter but boilers run only on LFG the rest of the year |  |  | 2.16 | General Motors Company | Toro Energy, Inc. | WM Renewable Energy, LLC | No | 0.09455 | 0.00933
1003259 | 1936 | Eagle Valley RDF | MI | Lake Orion | Oakland | Private | Waste Management, Inc. | 12035825 | 2018 | Yes | 5.269 |  | 181067-0 | Operational | Project #2 | 2011-09-22 | Electricity | Reciprocating Engine |  | (2) Caterpillar 20-cylinder engines | 2.9 | 3.2 | 1.53 | DTE Energy | WM Renewable Energy, LLC | WM Renewable Energy, LLC | Yes | 0.13102 | 0.0153
1003259 | 1936 | Eagle Valley RDF | MI | Lake Orion | Oakland | Private | Waste Management, Inc. | 12035825 | 2018 | Yes | 5.269 |  | 200547-0 | Operational | Project #3 | 2014-05-01 | Electricity | Reciprocating Engine |  | (5) 1,600-kW Caterpillar 3520s at Orion assembly plant | 8 | 8 |  | General Motors Company | General Motors Company |  | Yes | 0.36144 | 0.04221
1003623 | 1895 | Forest Lawn Landfill | MI | Three Oaks | Berrien | Private | Republic Services, Inc. | 24371451 | 2017 | Yes | 4.734 | 4.014 | 166945-0 | Shutdown | Project #1 | 1999-01-01 | Direct | Leachate Evaporation |  | 20,000 gpd |  |  | 0.576 |  | APTIM |  | No | 0 | 0
1003623 | 1895 | Forest Lawn Landfill | MI | Three Oaks | Berrien | Private | Republic Services, Inc. | 24371451 | 2017 | Yes | 4.734 | 4.014 | 166945-1 | Operational | Project #1, Replacement | 2013-04-01 | Direct | Leachate Evaporation |  | E-Vap brand direct discharge leachate evaporation system uses 500 cfm to reduce 30,000 gpd |  |  | 0.72 | Republic Services, Inc. | APTIM | APTIM | No | 0.06303 | 0.00622
1003257 | 2235 | Glen's Sanitary Landfill Inc. | MI | Maple City | Leelanau | Private | Waste Management, Inc. | 4354782 | 2018 | Yes | 1.16 |  | 180323-0 | Operational | Project #1 | 2009-01-01 | Direct | Leachate Evaporation |  | 30,000 gpd |  |  | 0.7 | Glen's Sanitary Landfill Inc. | Waste Management, Inc. |  | Yes | 0.06128 | 0.00605
1002720 | 1947 | Granger Grand River LF | MI | Grand Ledge | Clinton | Private | Granger Waste Management Corp. | 8198650 | 2018 | Yes | 2.016 | 0 | 167029-0 | Operational | Project #1 | 1991-04-10 | Electricity | Reciprocating Engine |  | originally (3) Caterpillar 3516 engines | 2.4 | 2.4 | 1.3 | Lansing Board of Water & Light | Granger Energy |  | Yes | 0.10843 | 0.01266
1002720 | 1947 | Granger Grand River LF | MI | Grand Ledge | Clinton | Private | Granger Waste Management Corp. | 8198650 | 2018 | Yes | 2.016 | 0 | 167029-1 | Operational | Project #1, Expansion #1 | 1996-01-01 | Electricity | Reciprocating Engine |  | (1) additional Caterpillar 3516 engine | 0.8 | 0.8 | 0.4032 | Lansing Board of Water & Light | Granger Energy |  | Yes | 0.03614 | 0.00422
1002720 | 1947 | Granger Grand River LF | MI | Grand Ledge | Clinton | Private | Granger Waste Management Corp. | 8198650 | 2018 | Yes | 2.016 | 0 | 167029-2 | Shutdown | Project #1, Expansion #2 | 1997-09-01 | Electricity | Reciprocating Engine |  | (1) additional Caterpillar 3516 engine | 0.8 | 0.8 | 0.4032 | Consumers Energy | Granger Energy |  | Yes | 0 | 0
1006737 | 1890 | Granger Wood Street Landfill | MI | Lansing | Clinton | Private | Granger Waste Management Corp. | 12828933 | 2018 | Yes | 4.279 |  | 166939-0 | Operational | Project #2 | 1993-01-22 | Electricity | Reciprocating Engine |  | (2) Caterpillar 3516 engines | 1.6 | 1.6 | 0.864 | Lansing Board of Water & Light | Granger Energy |  | Yes | 0.07229 | 0.00844
1006737 | 1890 | Granger Wood Street Landfill | MI | Lansing | Clinton | Private | Granger Waste Management Corp. | 12828933 | 2018 | Yes | 4.279 |  | 166939-1 | Operational | Project #2, Expansion #1 | 1994-01-01 | Electricity | Reciprocating Engine |  | (1) additional Caterpillar 3516 engine | 0.8 | 0.8 | 0.432 | Lansing Board of Water & Light | Granger Energy |  | Yes | 0.03614 | 0.00422
1006737 | 1890 | Granger Wood Street Landfill | MI | Lansing | Clinton | Private | Granger Waste Management Corp. | 12828933 | 2018 | Yes | 4.279 |  | 166939-2 | Operational | Project #2, Expansion #2 | 1998-01-01 | Electricity | Reciprocating Engine |  | (1) additional Caterpillar 3516 engine | 0.8 | 0.8 | 0.432 | Lansing Board of Water & Light | Granger Energy |  | Yes | 0.03614 | 0.00422
1006737 | 1890 | Granger Wood Street Landfill | MI | Lansing | Clinton | Private | Granger Waste Management Corp. | 12828933 | 2018 | Yes | 4.279 |  | 166939-3 | Operational | Project #2, Expansion #3 | 2008-10-24 | Electricity | Reciprocating Engine |  | (3) Caterpillar 3520s | 4.8 | 4.8 |  | Lansing Board of Water & Light | Granger Energy |  | Yes | 0.21686 | 0.02532
1003464 | 2237 | Kent County - South Kent LF | MI | Byron Center | Kent | Public | Kent County Department of Public Works, MI | 7855798 | 2018 | Yes | 1.512 |  | 180325-0 | Operational | Project #1 | 2009-03-23 | Electricity | Reciprocating Engine |  | (2) Caterpillar 3520Cs | 3.2 | 3.2 | 1.296 | Consumers Energy | Granger Energy |  | No | 0.14458 | 0.01688
1007751 | 1990 | Muskegon County SWF | MI | Ravenna | Muskegon | Public | Muskegon County, MI | 3077342 | 2018 | Yes | 0.864 |  | 167075-0 | Operational | Project #1 | 2006-12-31 | Direct | Direct Thermal |  | local foundry uses LFG in most of its furnaces and ovens |  |  | 0.432 | Eagle Alloy Inc. | Eagle Alloy Inc.; Muskegon County, MI |  | Yes | 0.03782 | 0.00373
1007751 | 1990 | Muskegon County SWF | MI | Ravenna | Muskegon | Public | Muskegon County, MI | 3077342 | 2018 | Yes | 0.864 |  | 181030-0 | Operational | Project #2 | 2006-12-31 | Direct | Boiler |  | local chemical pigment company uses LFG in its boiler |  |  | 0.432 | Sun Chemical Company | Muskegon County, MI |  | Yes | 0.03782 | 0.00373
1007729 | 2240 | Northern Oaks Recycling & Disposal Facility | MI | Harrison | Clare | Private | Waste Management, Inc. | 4132715 | 2018 | Yes | 1.282 |  | 180328-0 | Operational | Project #1 | 2008-01-01 | Direct | Leachate Evaporation |  | 30,000 gpd |  |  | 0.56 | Northern Oaks Recycling & Disposal Facility | Waste Management, Inc. |  | Yes | 0.04902 | 0.00484
1007729 | 2240 | Northern Oaks Recycling & Disposal Facility | MI | Harrison | Clare | Private | Waste Management, Inc. | 4132715 | 2018 | Yes | 1.282 |  | 181047-0 | Operational | Project #2 | 2010-12-01 | Electricity | Reciprocating Engine |  | (1) 1600-kW Caterpillar 3520 | 1.38 | 1.6 |  | Consumers Energy | WM Renewable Energy, LLC |  | Yes | 0.06235 | 0.00728
1003686 | 1894 | Oakland Heights Development Landfill | MI | Auburn Hills | Oakland | Private | Republic Services, Inc. | 17544236 | 2018 | Yes | 4.876 | 3.03 | 167010-0 | Operational | Combination Project | 1999-01-01 | Direct | Boiler |  | Orion plant is between 2 LFs, use LFG in boilers converted from coal-firing to generate steam & provide utility service to the 4.3 mil ft2 main assembly plant & a paint shop, some coal still used in winter but boilers run only on LFG the rest of the year |  |  | 2.16 | General Motors Company | Toro Energy, Inc. | WM Renewable Energy, LLC | No | 0.09455 | 0.00933
1002684 | 2241 | Orchard Hill SLF | MI | Watervliet | Berrien | Private | Landfill Management Co. | 5660027 | 2018 | Yes | 1.844 |  | 180329-0 | Operational | Project #1 | 1993-01-01 | Direct | Leachate Evaporation |  | (1) leachate evaporator, consumes ~250 cfm LFG |  |  | 0.36 | Orchard Hill LF | Landfill Management Co. |  | Yes | 0.03152 | 0.00311
1002684 | 2241 | Orchard Hill SLF | MI | Watervliet | Berrien | Private | Landfill Management Co. | 5660027 | 2018 | Yes | 1.844 |  | 180329-1 | Operational | Project #1, Expansion #1 | 2007-01-01 | Direct | Leachate Evaporation |  | (1) leachate evaporator, consumes ~250 cfm LFG |  |  | 0.36 | Orchard Hill LF | Landfill Management Co. |  | Yes | 0.03152 | 0.00311
1002684 | 2241 | Orchard Hill SLF | MI | Watervliet | Berrien | Private | Landfill Management Co. | 5660027 | 2018 | Yes | 1.844 |  | 200449-0 | Operational | Project #2 | 2013-02-01 | Electricity | Reciprocating Engine |  | (2) CAT 3520, 20-cylinder engines | 3.2 | 3.2 | 1.872 | Michigan Public Power Agency (MPPA) | Granger Energy |  | No | 0.14458 | 0.01688
1007027 | 1883 | Ottawa County Farms Landfill | MI | Coopersville | Ottawa | Private | Republic Services, Inc. | 26849681 | 2018 | Yes | 3.46 | 0.68 | 166932-0 | Shutdown | Project #1 | 1994-06-21 | Electricity | Reciprocating Engine |  | (6) CAT 3516 engines | 4.8 | 4.8 |  | Consumers Energy | Granger Energy |  | No | 0 | 0
1007027 | 1883 | Ottawa County Farms Landfill | MI | Coopersville | Ottawa | Private | Republic Services, Inc. | 26849681 | 2018 | Yes | 3.46 | 0.68 | 166932-1 | Operational | Project #1, Expansion #1 | 2006-02-13 | Electricity | Reciprocating Engine |  | (1) Caterpillar 3520 | 1.6 | 1.6 | 0.72 | Consumers Energy | Granger Energy |  | No | 0.07229 | 0.00844
1007027 | 1883 | Ottawa County Farms Landfill | MI | Coopersville | Ottawa | Private | Republic Services, Inc. | 26849681 | 2018 | Yes | 3.46 | 0.68 | 166932-2 | Operational | Project #1, De-Expansion #1 | 2014-01-01 | Electricity | Reciprocating Engine |  | (5) CAT 3516 engines | 4 | 4 | 2.16 | Consumers Energy | Granger Energy |  | No | 0.18072 | 0.0211
1003133 | 1884 | People's Landfill, Inc. | MI | Birch Run | Saginaw | Private | Waste Management, Inc. | 11136855 | 2018 | Yes | 1.934 |  | 166933-0 | Operational | Combination Project | 1995-01-01 | Electricity | Reciprocating Engine |  | (2) Caterpillar 3516 engines | 1.17 | 1.6 |  | Consumers Energy | North American Natural Resources, Inc. (NANR) |  | No | 0.02643 | 0.00309
1003133 | 1884 | People's Landfill, Inc. | MI | Birch Run | Saginaw | Private | Waste Management, Inc. | 11136855 | 2018 | Yes | 1.934 |  | 166933-1 | Operational | Combination Project, Expansion #1 | 1999-01-01 | Electricity | Reciprocating Engine |  | (2) Caterpillar 3516 engines | 1.17 | 1.6 |  | Consumers Energy | North American Natural Resources, Inc. (NANR) |  | No | 0.05286 | 0.00617
1003133 | 1884 | People's Landfill, Inc. | MI | Birch Run | Saginaw | Private | Waste Management, Inc. | 11136855 | 2018 | Yes | 1.934 |  | 166933-2 | Shutdown | Combination Project, Expansion #2 | 2009-01-28 | Electricity | Reciprocating Engine |  | (1) Caterpillar 3520 engine | 0.59 | 1.6 |  | Consumers Energy | North American Natural Resources, Inc. (NANR) |  | No | 0 | 0
1003133 | 1884 | People's Landfill, Inc. | MI | Birch Run | Saginaw | Private | Waste Management, Inc. | 11136855 | 2018 | Yes | 1.934 |  | 166933-3 | Operational | Combination Project, De-Expansion #1 | 2017-04-30 | Electricity | Reciprocating Engine |  | Replaced (1) CAT 3520 engine with (1) CAT 3516 engine | 0.59 | 0.8 |  | Consumers Energy | North American Natural Resources, Inc. (NANR) |  | No | 0.02666 | 0.00311
1007745 | 1893 | Pine Tree Acres LF Inc. | MI | Lenox | Macomb | Private | Waste Management, Inc. | 41782137 | 2018 | Yes | 14 |  | 166943-0 | Operational | Project #1 | 2001-07-24 | Electricity | Reciprocating Engine |  | (5) Caterpillar 3516 engines | 3.9 | 4 | 2 | DTE Energy | Aria Energy, LLC |  | No | 0.1762 | 0.02058
1007745 | 1893 | Pine Tree Acres LF Inc. | MI | Lenox | Macomb | Private | Waste Management, Inc. | 41782137 | 2018 | Yes | 14 |  | 166943-1 | Operational | Project #1, Expansion #1 | 2003-12-31 | Electricity | Reciprocating Engine |  | (2) Caterpillar 3516 engines | 1.58 | 1.6 | 1 | DTE Energy | Aria Energy, LLC |  | No | 0.07138 | 0.00834
1007745 | 1893 | Pine Tree Acres LF Inc. | MI | Lenox | Macomb | Private | Waste Management, Inc. | 41782137 | 2018 | Yes | 14 |  | 166943-2 | Operational | Project #1, Expansion #2 | 2010-03-02 | Electricity | Reciprocating Engine |  | (2) Caterpillar G3520C engines | 2.58 | 3.2 | 1.73 | DTE Energy | Aria Energy, LLC |  | No | 0.11656 | 0.01361
1007745 | 1893 | Pine Tree Acres LF Inc. | MI | Lenox | Macomb | Private | Waste Management, Inc. | 41782137 | 2018 | Yes | 14 |  | 166943-3 | Operational | Project #1, Expansion #3 | 2012-07-01 | Electricity | Reciprocating Engine |  | (8) 20-cylinder Caterpillar G3520C engines | 11.3 | 12.8 | 6.9 | Consumers Energy | WM Renewable Energy, LLC |  | Yes | 0.51053 | 0.05962
1003592 | 12143 | Richfield Landfill | MI | Davison | Genesee | Private | Richfield Landfill, Inc. |  |  | Yes | 2.03 |  | 181114-0 | Operational | Project #1 | 2006-11-01 | Renewable Natural Gas | Vehicle Fuel | Pipeline Injection | uses UOP Separex Membrane Technology to create pipeline quality natural gas from LFG; gas used down the pipeline for vehicle fuel |  |  | 0.9 | Great Lakes Gas Transmission Company | Blue Skies Energy, LLC | Blue Skies Energy, LLC | No | 0.07879 | 0.0071
1003592 | 12143 | Richfield Landfill | MI | Davison | Genesee | Private | Richfield Landfill, Inc. |  |  | Yes | 2.03 |  | 181114-1 | Operational | Project #1, Expansion #1 | 2016-01-01 | Renewable Natural Gas | Vehicle Fuel | Pipeline Injection | uses UOP Separex Membrane Technology to create pipeline quality natural gas from LFG; gas used down the pipeline for vehicle fuel |  |  | 1.13 | Great Lakes Gas Transmission Company | Blue Skies Energy, LLC | Blue Skies Energy, LLC | No | 0.09892 | 0.00892
1003601 | 1885 | Riverview Land Preserve | MI | Riverview | Wayne | Public | City of Riverview, MI | 22217089 | 2018 | Yes | 6.503 |  | 166934-0 | Operational | Project #1 | 1987-01-01 | Electricity | Gas Turbine |  | (2) Solar T-4500 gas turbines | 6.6 | 6.6 | 4.9 | DTE Energy | Aria Energy, LLC; DTE Biomass Energy |  | No | 0.29819 | 0.03482
1003601 | 1885 | Riverview Land Preserve | MI | Riverview | Wayne | Public | City of Riverview, MI | 22217089 | 2018 | Yes | 6.503 |  | 200447-0 | Operational | Project #2 | 2013-04-01 | Renewable Natural Gas | Vehicle Fuel | Local Use | 100 cfm LFG yields 450-500 GGE/day CNG for City vehicles |  |  | 0.14 | City of Riverview, MI | City of Riverview, MI | City of Riverview, MI | Yes | 0.01226 | 0.0011
1003687 | 1855 | Sauk Trail Hills Landfill | MI | Canton | Wayne | Private | Republic Services, Inc. | 23109103 | 2018 | Yes | 4.6 |  | 181068-0 | Operational | Project #2 | 2013-08-20 | Renewable Natural Gas | Vehicle Fuel | Pipeline Injection | (2) Totara+ LFG upgrading systems, when fully operational project should supply 6 million diesel GGE per year |  |  | 4.6 | DTE Energy | Clean Energy Renewable Fuels (CERF) | Aria Energy, LLC; Canton Renewables, LLC | No | 0.40269 | 0.0363
1004497 | 2195 | Smiths Creek Landfill | MI | Smiths Creek | St. Clair | Public | St. Clair County, MI | 8683439 | 2018 | Yes | 1.9 |  | 180274-0 | Operational | Project #1 | 2011-12-08 | Electricity | Reciprocating Engine |  | (2) spark ignition, 1.6-MW Caterpillar G3520C lean burn engines | 3.2 | 3.2 | 1.9 | DTE Energy | DTE Biomass Energy |  | No | 0.14458 | 0.01688
1004025 | 1992 | Southeast Berrien County Landfill | MI | Buchanan | Berrien | Public | Southeast Berrien County Landfill Authority | 6130397 | 2018 | Yes | 1.98 |  | 167077-0 | Operational | Project #1 | 2009-06-01 | Electricity | Reciprocating Engine |  | (3) Caterpillar 3520s | 3 | 4.8 | 1.49 | Holland Board of Public Works | North American Natural Resources, Inc. (NANR) | North American Natural Resources, Inc. (NANR) | No | 0.13554 | 0.01583
| 1887 | Tay Mouth Landfill | MI | Birch Run | Saginaw | Private | Republic Services, Inc. | 1000000 |  | Yes | 0.4 |  | 166933-0 | Operational | Combination Project | 1995-01-01 | Electricity | Reciprocating Engine |  | (2) Caterpillar 3516 engines | 1.17 | 1.6 |  | Consumers Energy | North American Natural Resources, Inc. (NANR) |  | No | 0.02643 | 0.00309
1007703 | 1888 | Venice Park Recycling & Disposal Facility | MI | Lennon | Shiawassee | Private | Waste Management, Inc. | 10790364 | 2018 | Yes | 3.93 |  | 166937-0 | Operational | Project #1 | 1992-03-01 | Electricity | Reciprocating Engine |  | (2) Caterpillar 3516 engine generator sets | 1.5 | 1.6 | 0.88 | Consumers Energy | Bio Energy Partners | WM Renewable Energy, LLC | No | 0.06777 | 0.00791
1007703 | 1888 | Venice Park Recycling & Disposal Facility | MI | Lennon | Shiawassee | Private | Waste Management, Inc. | 10790364 | 2018 | Yes | 3.93 |  | 166937-1 | Shutdown | Project #1, Expansion #1 | 2001-01-01 | Electricity | Reciprocating Engine |  | (1) Caterpillar 3516 engine | 0.8 |  | 0.4 | Consumers Energy | North American Natural Resources, Inc. (NANR) |  | No | 0 | 0
1007703 | 1888 | Venice Park Recycling & Disposal Facility | MI | Lennon | Shiawassee | Private | Waste Management, Inc. | 10790364 | 2018 | Yes | 3.93 |  | 166937-2 | Shutdown | Project #1, Expansion #2 | 2005-01-01 | Electricity | Reciprocating Engine |  | (3) Caterpillar 3516 engines | 2.4 |  |  | Consumers Energy | North American Natural Resources, Inc. (NANR) |  | No | 0 | 0
1007703 | 1888 | Venice Park Recycling & Disposal Facility | MI | Lennon | Shiawassee | Private | Waste Management, Inc. | 10790364 | 2018 | Yes | 3.93 |  | 166937-3 | Operational | Project #1, De-Expansion #1 | 2012-05-08 | Electricity | Reciprocating Engine |  | (1) Caterpillar 3516 engine out of the (3) installed in 2005 is still running consistently | 0.8 |  |  | Consumers Energy | North American Natural Resources, Inc. (NANR) |  | No | 0.03614 | 0.00422
1007703 | 1888 | Venice Park Recycling & Disposal Facility | MI | Lennon | Shiawassee | Private | Waste Management, Inc. | 10790364 | 2018 | Yes | 3.93 |  | 166937-4 | Operational | Project #1, Expansion #3 | 2012-05-08 | Electricity | Reciprocating Engine |  | (2) Caterpillar 3520C engines - 1 engine running at a time | 1.6 |  |  | Consumers Energy | North American Natural Resources, Inc. (NANR) |  | No | 0.07229 | 0.00844
1007703 | 1888 | Venice Park Recycling & Disposal Facility | MI | Lennon | Shiawassee | Private | Waste Management, Inc. | 10790364 | 2018 | Yes | 3.93 |  | 166937-5 | Operational | Project #1, Expansion #4 | 2014-01-01 | Electricity | Reciprocating Engine |  | (2) Caterpillar 3520C engines - 1 engine running at a time | 1.6 |  |  | Consumers Energy | North American Natural Resources, Inc. (NANR) |  | No | 0.07229 | 0.00844
1004486 | 1897 | Vienna Junction Landfill | MI | Erie | Monroe | Private | Republic Services, Inc. | 20894771 | 2018 | Yes | 2.6 | 1.736 | 166947-0 | Operational | Project #1 | 1995-01-01 | Direct | Boiler |  | 2 million sq. ft. manufacturing plant produces 130,000-150,000 MMBtu/yr from 2 boilers using LFG |  |  | 0.864 |  | Gas Recovery Systems, LLC | Fortistar Methane Group | No | 0.07564 | 0.00747
1007720 | 2233 | Waters Landfill | MI | Frederic | Crawford | Private | Waste Management, Inc. | 5465520 | 2018 | Yes | 1.39 |  | 180321-0 | Operational | Project #1 | 2006-01-01 | Direct | Leachate Evaporation |  | 1 unit in place - can evaporate 30,000 gpd of leachate using only 600 cfm LFG, off vapors can be directly discharged and an enclosed flare is no longer required |  |  | 0.52 | City Env. Services, Inc. of Waters | Waste Management, Inc. |  | No | 0.04552 | 0.00449
1005269 | 1889 | Wayne Disposal LF | MI | Belleville | Wayne | Private | US Ecology, Inc. | 1000000 |  | Yes | 0.555 |  | 180380-0 | Operational | Project #3 | 2002-01-01 | Electricity | Stirling Cycle Engine |  | (2) 25-kW Stirling Cycle engines | 0.05 | 0.05 |  | DTE Energy | EQ Energy Recovery, Inc. |  | No | 0.00226 | 0.00026
1007831 | 1940 | Westside Recycling and Disposal Facility | MI | Three Rivers | St. Joseph | Private | Waste Management, Inc. | 13135390 | 2018 | Yes | 2.5 |  | 167016-0 | Operational | Project #1 | 1999-01-01 | Renewable Natural Gas | Vehicle Fuel | Pipeline Injection | Gas is purified with the Kryosol (solvent absorption) process to pipeline quality standards; CNG fuel |  |  | 2.08 | DTE Energy; Los Angeles Department of Water & Power (LADWP); Shell Energy North America | DTE Biomass Energy |  | No | 0.18209 | 0.01641
1001993 | 1896 | Whitefeather Landfill | MI | Pinconning | Bay | Private | Republic Services, Inc. | 4052002 | 2018 | Yes | 1.31 |  | 166946-0 | Operational | Project #1 | 2009-07-01 | Electricity | Reciprocating Engine |  | (2) Caterpillar 3520s | 3.2 | 3.2 | 1.152 | Consumers Energy | Granger Energy |  | No | 0.14458 | 0.01688
1003582 | 1912 | Woodland Meadows Landfill | MI | Wayne | Wayne | Private | Waste Management, Inc. | 52666512 | 2018 | Yes | 11.5373 | 5.3236 | 181076-0 | Operational | Project #2 | 2018-04-23 | Renewable Natural Gas | Vehicle Fuel | Pipeline Injection | biogas-to-RNG facility converts ~6500 scfm LFG into 3,500 decatherms of RNG per day; CNG fuel |  |  | 6.21 | DTE Energy | Ameresco, Inc. | Ameresco, Inc. | No | 0.54364 | 0.049
1007743 | 812 | Burnsville SLF | MN | Burnsville | Dakota | Private | Waste Management, Inc. | 14610713 | 2018 | Yes | 3.498 |  | 882-0 | Shutdown | Project #1 | 1994-05-01 | Electricity | Reciprocating Engine |  | (5) 800-kW Caterpillar 3516s | 2.37 | 4 | 1.6 | Xcel Energy |  | WM Renewable Energy, LLC | No | 0 | 0
1007743 | 812 | Burnsville SLF | MN | Burnsville | Dakota | Private | Waste Management, Inc. | 14610713 | 2018 | Yes | 3.498 |  | 882-1 | Operational | Project #1, Expansion #1 | 2011-07-01 | Electricity | Reciprocating Engine |  | (6) 800-kW Caterpillar 3516s | 4.2 | 4.8 | 2.42 | Xcel Energy | WM Renewable Energy, LLC | WM Renewable Energy, LLC | Yes | 0.18976 | 0.02216
1004863 | 814 | Crow Wing County SLF | MN | Brainerd | Crow Wing | Public | Crow Wing County, MN | 1629312 | 2018 | Yes | 0.147 |  | 884-0 | Operational | Project #1 | 2009-10-01 | Direct | Boiler |  | Raypak Raytherm H1125 boiler supplies heat to in-floor heating system in 11,000 sq ft maintenance building, replaced heater orifices in boiler for lower Btu |  |  | 0.04 | Crow Wing County SLF (new) | Crow Wing County, MN |  | Yes | 0.0035 | 0.00035
1005860 | 815 | East Central SLF (ECSWC) | MN | Mora | Kanabec | Public | East Central Solid Waste Comm. | 2299640 | 2018 | Yes | 0.689 |  | 885-0 | Operational | Project #1 | 2012-04-02 | Electricity | Reciprocating Engine |  | Caterpillar G3520C 1600 EKW | 1.6 | 1.6 |  | Southern Minnesota Municipal Power Agency (SMMPA) | Southern Minnesota Municipal Power Agency (SMMPA) |  | Yes | 0.07229 | 0.00844
1007672 | 816 | Elk River SLF Inc. | MN | Elk River | Sherburne | Private | Waste Management, Inc. | 12573503 | 2018 | Yes | 3.48 | 1.81 | 180852-0 | Operational | Project #2 | 2002-11-01 | Electricity | Reciprocating Engine |  | (3) 3516G CAT 800-kW generators | 2.4 | 2.4 | 1.25 | Elk River Municipal Utilities (ERMU) | Elk River Municipal Utilities (ERMU) |  | Yes | 0.10843 | 0.01266
1007672 | 816 | Elk River SLF Inc. | MN | Elk River | Sherburne | Private | Waste Management, Inc. | 12573503 | 2018 | Yes | 3.48 | 1.81 | 180852-1 | Operational | Project #2, Expansion #1 | 2006-07-01 | Electricity | Reciprocating Engine |  | (1) 3516G CAT 800-kW generators | 0.8 | 0.8 | 0.42 | Elk River Municipal Utilities (ERMU) | Elk River Municipal Utilities (ERMU) |  | Yes | 0.03614 | 0.00422
1007742 | 1993 | Spruce Ridge Landfill | MN | Glencoe | McLeod | Private | Waste Management, Inc. | 7702728 | 2018 | Yes | 1.817 |  | 167078-0 | Operational | Project #1 | 2008-04-11 | Electricity | Reciprocating Engine |  | (3) Caterpillar 3516 engines | 2.28 | 2.4 |  | Glencoe Municipal Electric Utility | WM Renewable Energy, LLC |  | Yes | 0.10301 | 0.01203
1007742 | 1993 | Spruce Ridge Landfill | MN | Glencoe | McLeod | Private | Waste Management, Inc. | 7702728 | 2018 | Yes | 1.817 |  | 167078-1 | Operational | Project #1, Expansion #1 | 2010-10-31 | Electricity | Reciprocating Engine |  | (1) Caterpillar 3516 engine | 0.67 | 0.8 |  | Glencoe Municipal Electric Utility | WM Renewable Energy, LLC |  | Yes | 0.03027 | 0.00353
1005518 | 827 | Black Oak Landfill | MO | Hartville | Wright | Private | WCA Waste Corporation | 6449619 | 2017 | Yes | 1.259 |  | 897-0 | Operational | Project #1 | 2014-10-31 | Electricity | Reciprocating Engine |  | (2) CAT 3520A+ engines | 1.953 | 3.9 |  | Missouri Public Utility Alliance | Enerdyne Power Systems, Inc.; WCA Waste Corporation |  | No | 0.08824 | 0.0103
1003514 | 829 | Central Missouri SLF | MO | Sedalia | Pettis | Private | WCA Waste Corporation | 5093241 | 2017 | Yes | 2.59 |  | 899-0 | Operational | Project #1 | 2014-04-21 | Electricity | Reciprocating Engine |  | (1) 1-MW GE-Jenbacher engine & (1) 1.4-MW GE-Jenbacher engine; electricity will power college and Energy Innovation Center (EIC) | 2.4 | 2.4 |  | Kansas City Power & Light | State Fair Community College; WCA Waste Corporation |  | Yes | 0.10843 | 0.01266
1008252 | 832 | Champ Landfill | MO | Maryland Heights | St. Louis | Private | Waste Connections, Inc. | 22405186 | 2018 | Yes | 7.21 |  | 166964-0 | Operational | Project #1 | 1983-01-01 | Direct | Direct Thermal |  | oil burner and rotary dryers at North Asphalt plant, boiler at concrete facility |  |  |  | Breckenridge Ready-Mix |  |  | Yes | 0 | 0
1008252 | 832 | Champ Landfill | MO | Maryland Heights | St. Louis | Private | Waste Connections, Inc. | 22405186 | 2018 | Yes | 7.21 |  | 166964-1 | Operational | Project #1, Expansion #1 | 2009-01-01 | Direct | Direct Thermal |  | Mid-Valley Radiants 22 ft, low intensity, infrared heater rated at 70,000 btuh (NG) installed out of the box used to keep the chill off a raw material bin at asphalt plant |  |  | 0.01 | Breckenridge Ready-Mix |  |  | Yes | 0.00088 | 9e-05
1008252 | 832 | Champ Landfill | MO | Maryland Heights | St. Louis | Private | Waste Connections, Inc. | 22405186 | 2018 | Yes | 7.21 |  | 180973-0 | Operational | Project #4 | 2012-06-12 | Electricity | Gas Turbine |  | (3) Solar Mercury turbines producing 4.6 MW each; H2S removed by SulfaTreat system; siloxane removal | 13.8 | 13.8 |  | Ameren Missouri | Ameren Missouri |  | Yes | 0.62348 | 0.0728
1008252 | 832 | Champ Landfill | MO | Maryland Heights | St. Louis | Private | Waste Connections, Inc. | 22405186 | 2018 | Yes | 7.21 |  | 181022-0 | Operational | Project #2 | 1986-01-01 | Direct | Greenhouse |  | (5) forced air furnaces |  |  | 0.0576 | Jaeger Greenhouses |  |  | Yes | 0.00504 | 0.0005
1008252 | 832 | Champ Landfill | MO | Maryland Heights | St. Louis | Private | Waste Connections, Inc. | 22405186 | 2018 | Yes | 7.21 |  | 902-0 | Operational | Project #3 | 1997-01-01 | Direct | Boiler |  | 0.7 mile pipeline |  |  | 0.3 | Pattonville High School, MO |  |  | Yes | 0.02626 | 0.00259
1003969 | 830 | Columbia SLF | MO | Columbia | Boone | Public | City of Columbia, MO | 4757294 | 2018 | Yes | 1.237 |  | 900-0 | Operational | Project #1 | 2008-06-16 | Electricity | Reciprocating Engine |  | (2) Jenbacher engines | 2.1 |  | 0.72 | City of Columbia, MO | City of Columbia, MO; Sexton Energy LLC | City of Columbia, MO | Yes | 0.09488 | 0.01108
1003969 | 830 | Columbia SLF | MO | Columbia | Boone | Public | City of Columbia, MO | 4757294 | 2018 | Yes | 1.237 |  | 900-1 | Operational | Project #1, Expansion #1 (CHP) | 2011-08-31 | Electricity | Cogeneration |  | waste heat captured from existing engine project heats Material Recovery Facility and 2 maintenance bays in the Landfill Operations Center displacing propane use (~10,000 gallons per winter), 1.15 MMBtu/hr total | 0 | 0 | 0 | City of Columbia, MO | Burns & McDonnell; City of Columbia, MO | City of Columbia, MO | Yes | 0 | 0
1003969 | 830 | Columbia SLF | MO | Columbia | Boone | Public | City of Columbia, MO | 4757294 | 2018 | Yes | 1.237 |  | 900-2 | Operational | Project #1, Expansion #2 | 2013-08-31 | Electricity | Reciprocating Engine |  | (1) Jenbacher engine | 1 |  | 0.36 | City of Columbia, MO | City of Columbia, MO | City of Columbia, MO | Yes | 0.04518 | 0.00528
1003969 | 830 | Columbia SLF | MO | Columbia | Boone | Public | City of Columbia, MO | 4757294 | 2018 | Yes | 1.237 |  | 900-3 | Future Potential | Project #1, Expansion #3 |  | Electricity | Reciprocating Engine |  | (1) Jenbacher engine | 1 |  | 0.36 |  | City of Columbia, MO | City of Columbia, MO | Yes | 0 | 0
1007631 | 2290 | Courtney Ridge Landfill, LLC | MO | Sugar Creek | Jackson | Private | Republic Services, Inc. | 9020516 | 2018 | Yes | 2.908 | 0 | 180382-0 | Operational | Project #1 | 2009-05-01 | Direct | Direct Thermal |  | 6,500-foot pipeline under a highway to injection point in cement plant preheater tower; offsets 15% of fossil fuel use |  |  | 1.81 | Central Plains Cement (Eagle Materials) | Lafarge North America Inc. |  | Yes | 0.15845 | 0.01564
1007631 | 2290 | Courtney Ridge Landfill, LLC | MO | Sugar Creek | Jackson | Private | Republic Services, Inc. | 9020516 | 2018 | Yes | 2.908 | 0 | 180382-1 | Operational | Project #1, Expansion #1 | 2010-01-01 | Direct | Direct Thermal |  | 6,500-foot pipeline under a highway to injection point in cement plant preheater tower; offsets 15% of fossil fuel use |  |  | 0.74 | Central Plains Cement (Eagle Materials) | Lafarge North America Inc. |  | Yes | 0.06478 | 0.0064
| 863 | Fulton SLF | MO | Fulton | Callaway | Public | City of Fulton, MO | 330514 | 2007 | Yes | 0.13 |  | 933-0 | Operational | Project #1 | 2011-08-31 | Electricity | Reciprocating Engine |  | specialized Guascor engine designed to run on low LFG flows | 0.225 |  |  | Callaway Electric Cooperative |  |  | Unknown | 0.01017 | 0.00119
1002141 | 12208 | IESI Timber Ridge Landfill | MO | Richwoods | Washington | Private | Waste Connections, Inc. | 2981691 | 2018 | Yes | 1.078 |  | 181130-0 | Operational | Project #1 | 2012-12-14 | Direct | Leachate Evaporation |  |  |  |  | 0.04 | IESI Timber Ridge Landfill |  |  | Unknown | 0.0035 | 0.00035
1003624 | 835 | Jefferson City Sanitary Landfill | MO | Jefferson City | Cole | Private | Republic Services, Inc. | 5393960 | 2018 | Yes | 2.177 |  | 905-0 | Operational | Project #1 | 2009-03-31 | Electricity | Cogeneration |  | LFG piped 3.5 miles to (3) GE Jenbacher JMS-320 engines on State property, each with a 1,060-kW generator & a heat recovery steam generator (HRSG) to supply hot water & steam for two State-owned prisons' entire thermal needs (115,500 MMBtu/yr total) | 3.2 | 3.2 | 1.3 | Columbia Water and Light; Jefferson City and Algoa Correctional Centers | Ameresco, Inc. |  | No | 0.14458 | 0.01688
| 2425 | Lamar Landfill | MO | Lamar | Barton | Public | City of Lamar, MO |  |  | Yes |  |  | 904-0 | Operational | Combination Project | 2010-06-30 | Electricity | Reciprocating Engine |  | (2) 1.6-MW Caterpillar reciprocating engines | 3.2 | 3.2 | 1.87 | Missouri Public Utility Alliance |  |  | No | 0.07229 | 0.00844
1007632 | 834 | Prairie View Regional Waste Facility | MO | Lamar | Barton | Private | Republic Services, Inc. | 11670027 | 2018 | Yes | 3.43 |  | 904-0 | Operational | Combination Project | 2010-06-30 | Electricity | Reciprocating Engine |  | (2) 1.6-MW Caterpillar reciprocating engines | 3.2 | 3.2 | 1.87 | Missouri Public Utility Alliance |  |  | No | 0.07229 | 0.00844
1003871 | 929 | Rumble Landfill #2 | MO | Sugar Creek | Jackson | Private | Waste Management, Inc. | 3457073 | 1997 | Yes | 0.817 | 0 | 180438-0 | Shutdown | Project #2 | 2005-09-01 | Direct | Direct Thermal |  | 2,000 feet of 10-inch pipeline to injection point in cement plant preheater tower; offsets 5% of fossil fuel use |  |  | 1.34 | Central Plains Cement (Eagle Materials) | Lafarge North America Inc.; Waste Management, Inc. |  | Yes | 0 | 0
1003871 | 929 | Rumble Landfill #2 | MO | Sugar Creek | Jackson | Private | Waste Management, Inc. | 3457073 | 1997 | Yes | 0.817 | 0 | 180438-1 | Shutdown | Project #2, De-Expansion #1 | 2009-01-01 | Direct | Direct Thermal |  | 2,000 feet of 10-inch pipeline to injection point in cement plant preheater tower; offsets 5% of fossil fuel use |  |  | 1.07 | Central Plains Cement (Eagle Materials) | Lafarge North America Inc.; Waste Management, Inc. | Waste Management, Inc. | Yes | 0 | 0
1003871 | 929 | Rumble Landfill #2 | MO | Sugar Creek | Jackson | Private | Waste Management, Inc. | 3457073 | 1997 | Yes | 0.817 | 0 | 180438-2 | Operational | Project #1, De-Expansion #2 | 2013-01-01 | Direct | Direct Thermal |  | 2,000 feet of 10-inch pipeline to injection point in cement plant preheater tower; offsets 5% of fossil fuel use |  |  | 0.8 | Central Plains Cement (Eagle Materials) | Lafarge North America Inc.; Waste Management, Inc. | Waste Management, Inc. | Yes | 0.07003 | 0.00691
1003871 | 929 | Rumble Landfill #2 | MO | Sugar Creek | Jackson | Private | Waste Management, Inc. | 3457073 | 1997 | Yes | 0.817 | 0 | 999-0 | Operational | Project #1 | 1998-01-01 | Direct | Greenhouse |  |  |  |  | 0.011 | Fort Osage School District's Career and Technology Center | Waste Management, Inc. |  | Yes | 0.00096 | 0.0001
1002906 | 846 | Springfield Sanitary Landfill | MO | Willard | Greene | Public | City of Springfield, MO | 7279714 | 2018 | Yes | 1.58 | 0 | 916-0 | Operational | Project #1 | 2006-05-10 | Electricity | Reciprocating Engine |  | Electric generating station consisting of (2) Caterpillar 3520 IC engine/generator sets, electric interconnection, and 12 miles of transmission lines to City Utilities of Springfield distribution system in the city | 3 | 3.2 | 1.58 | City Utilities of Springfield, MO | Aria Energy, LLC |  | No | 0.13554 | 0.01583
1002906 | 846 | Springfield Sanitary Landfill | MO | Willard | Greene | Public | City of Springfield, MO | 7279714 | 2018 | Yes | 1.58 | 0 | 916-1 | Planned | Project #1, Expansion #1 | 2019-12-31 | Electricity | Cogeneration |  | 4-acre greenhouse to grow food for local residents, food banks, etc. | [6 empty] | Unknown | 0 | 0
1001925 | 847 | St. Joseph City SLF | MO | St. Joseph | Buchanan | Public | City of St. Joseph, MO | 4790609 | 2017 | Yes | 0.836 |  | 917-0 | Operational | Project #1 | 2012-03-30 | Electricity | Reciprocating Engine |  | (1) CAT G3520C engine | 1.6 | 1.6 | 0.72 | Kansas City Power & Light | Kansas City Power & Light | City of St. Joseph, MO; Kansas City Power & Light | Yes | 0.07229 | 0.00844
1005964 | 1958 | Golden Triangle Regional Landfill | MS | Starkville | Oktibbeha | Public | Golden Triangle Regional Solid Waste Management Authority, MS | 2998827 | 2018 | Yes | 0.392 |  | 167040-0 | Operational | Project #1 | 2011-09-30 | Electricity | Reciprocating Engine |  | (1) GE Jenbacher J320 20-cylinder 1,063-kW engine; GraniteFuel SRT added for siloxane removal | 0.999 | 0.999 | 0.35 | Tennessee Valley Authority (TVA) | Golden Triangle Regional Solid Waste Management Authority, MS | Golden Triangle Regional Solid Waste Management Authority, MS | Yes | 0.04513 | 0.00527
1005282 | 1973 | Northeast Mississippi Regional Landfill | MS | Walnut | Tippah | Public | Northeast Mississippi Solid Waste Management Authority | 5477534 | 2018 | Yes | 1.721 |  | 167055-0 | Operational | Project #1 | 2018-04-19 | Renewable Natural Gas | Vehicle Fuel | Pipeline Injection | Air-Liquide's gas separation membrane technology, initial production capacity of 1,300 MMBtu/day expected, 4-mile dedicated pipeline to connect with NG pipeline |  |  | 1.77 | Kinder Morgan | Air Liquide Biogas |  | No | 0.15495 | 0.01397
1007890 | 1963 | Pecan Grove Sanitary Landfill | MS | Pass Christian | Harrison | Private | Waste Management, Inc. | 11538282 | 2018 | Yes | 4.169 | 0 | 167045-0 | Shutdown | Project #1 | 2005-07-12 | Direct | Boiler |  | LFG is used in retrofitted boiler(s) 24/7, piped over 5 miles to titanium dioxide plant, system designed for 3,200 cfm, 99.99% sulfur removal from the raw LFG |  |  | 3.3 | EI DuPont de Nemours & Company | Toro Energy, Inc. |  | No | 0 | 0
1007890 | 1963 | Pecan Grove Sanitary Landfill | MS | Pass Christian | Harrison | Private | Waste Management, Inc. | 11538282 | 2018 | Yes | 4.169 | 0 | 167045-1 | Operational | Project #1, De-Expansion #1 | 2013-01-01 | Direct | Boiler |  | LFG is used in retrofitted boiler(s) 24/7, piped over 5 miles to titanium dioxide plant, system designed for 3,200 cfm, 99.99% sulfur removal from the raw LFG |  |  | 2 | EI DuPont de Nemours & Company | Toro Energy, Inc. |  | No | 0.17508 | 0.01729
1007891 | 1967 | Prairie Bluff Sanitary Landfill | MS | Houston | Chickasaw | Private | Waste Management, Inc. | 14077823 | 2010 | Yes | 1.97 | 0.66 | 167049-0 | Operational | Project #1 | 2009-07-01 | Direct | Leachate Evaporation |  | up to 600 gallons per hour of leachate disposal using 200 cfm LFG; added one rental evaporator in 2018 |  |  | 0.26 | Prairie Bluff Sanitary Landfill | Waste Management, Inc. |  | No | 0.02276 | 0.00225
1007891 | 1967 | Prairie Bluff Sanitary Landfill | MS | Houston | Chickasaw | Private | Waste Management, Inc. | 14077823 | 2010 | Yes | 1.97 | 0.66 | 181081-0 | Operational | Project #2 | 2012-10-24 | Electricity | Reciprocating Engine |  | (1) Caterpillar model G3520C | 1.37 | 1.6 | 0.67 | Tennessee Valley Authority (TVA) | WM Renewable Energy, LLC | WM Renewable Energy, LLC | Yes | 0.0619 | 0.00723
1002547 | 1968 | Three Rivers Regional Landfill | MS | Pontotoc | Pontotoc | Public | Three Rivers Regional Solid Waste Management Authority, MS | 4456403 | 2018 | Yes | 0.624 |  | 167050-0 | Operational | Project #1 | 2012-02-07 | Electricity | Reciprocating Engine |  | (1) containerized MWM engine provided by 2G-CENERGY | 0.999 | 0.999 |  | Tennessee Valley Authority (TVA) | Three Rivers Regional Solid Waste Management Authority, MS |  | Yes | 0.04513 | 0.00527
1002547 | 1968 | Three Rivers Regional Landfill | MS | Pontotoc | Pontotoc | Public | Three Rivers Regional Solid Waste Management Authority, MS | 4456403 | 2018 | Yes | 0.624 |  | 167050-1 | Operational | Project #1, Expansion #1 | 2019-06-30 | Electricity | Cogeneration |  | capture and use thermal engine from existing engine project to evaporate leachate in Heartland Concentrator | 0 | 0 | 0 | Three Rivers Regional Solid Waste Management Authority, MS |  |  | Unknown | 0 | 0
1000477 | 2141 | Billings City Landfill | MT | Billings | Yellowstone | Public | City of Billings, MT | 7822102 | 2018 | Yes | 1.053 |  | 180208-0 | Operational | Project #1 | 2010-12-07 | Renewable Natural Gas | Vehicle Fuel | Pipeline Injection | Guild PSA Stage #1 system removes water vapor, H2S, siloxanes, non-methane hydrocarbons, organic halides, and CO2; Molecular Gate PSA Stage #2 system removes nitrogen; tail gas is 46% CH4 and used in a genset to provide power to the facility |  |  | 0.895 | Montana-Dakota Utilities Co. | LFG Technologies, Inc.; Montana-Dakota Utilities Co. |  | No | 0.07835 | 0.00706
1007460 | 2287 | Flathead County Landfill | MT | Kalispell | Flathead | Public | Flathead County Solid Waste District, MT | 3621885 | 2016 | Yes | 0.841 | 0 | 180949-0 | Operational | Project #2 | 2009-06-26 | Electricity | Reciprocating Engine |  | (1) Caterpillar G3520C engine | 0.84 | 1.6 | 0.53 | Flathead Electric Cooperative, Inc. | Flathead Electric Cooperative, Inc. | Flathead Electric Cooperative, Inc. | Yes | 0.03795 | 0.00443
1007460 | 2287 | Flathead County Landfill | MT | Kalispell | Flathead | Public | Flathead County Solid Waste District, MT | 3621885 | 2016 | Yes | 0.841 | 0 | 180949-1 | Operational | Project #2, Expansion #1 | 2011-09-01 | Electricity | Reciprocating Engine |  | (1) Caterpillar G3520C engine | 0.36 | 1.6 | 0.19 | Flathead Electric Cooperative, Inc. | Flathead Electric Cooperative, Inc. | Flathead Electric Cooperative, Inc. | Yes | 0.01626 | 0.0019
1001943 | 1059 | Blackburn SLF | NC | Newton | Catawba | Public | Catawba County, NC | 4988573 | 2018 | Yes | 1.728 | 0 | 1132-0 | Operational | Project #1 | 1999-01-01 | Electricity | Reciprocating Engine |  | (2) GE-Jenbacher JGC-320GS-LL engines | 2 |  | 1.07 | Duke Energy | Catawba County, NC | Catawba County, NC | Yes | 0.09036 | 0.01055
1001943 | 1059 | Blackburn SLF | NC | Newton | Catawba | Public | Catawba County, NC | 4988573 | 2018 | Yes | 1.728 | 0 | 1132-1 | Operational | Project #1, Expansion #1 | 2003-01-01 | Electricity | Reciprocating Engine |  | (1) GE-Jenbacher JGC-320GS-LL engine | 1 |  | 0.53 | Duke Energy | Catawba County, NC | Catawba County, NC | Yes | 0.04518 | 0.00528
1001943 | 1059 | Blackburn SLF | NC | Newton | Catawba | Public | Catawba County, NC | 4988573 | 2018 | Yes | 1.728 | 0 | 1132-2 | Operational | Project #1, Expansion #2 (CHP) | 2011-10-01 | Electricity | Cogeneration |  | waste heat from engines provides heat to biodiesel research facility at the EcoComplex, heat for building but mainly for biodiesel process | 0 | 0 |  | Catawba County, NC | Appalachian State University Energy Center; Catawba County, NC | Catawba County, NC | Yes | 0 | 0
1001775 | 2142 | Buncombe County New Landfill | NC | Alexander | Buncombe | Public | Buncombe County Department of Solid Waste, NC | 2541505 | 2018 | Yes | 0.72 | 0.14 | 180210-0 | Operational | Project #1 | 2011-11-21 | Electricity | Reciprocating Engine |  | (1) GE Jenbacher engine | 1.4 |  | 0.58 | Duke Energy Progress | Buncombe County Department of Solid Waste, NC | Buncombe County Department of Solid Waste, NC | Yes | 0.06325 | 0.00739
1003099 | 1071 | Charlotte Motor Speedway Landfill V | NC | Concord | Cabarrus | Private | Republic Services, Inc. | 32903146 | 2018 | Yes | 10.777 |  | 1144-0 | Operational | Project #1 | 1999-12-15 | Electricity | Gas Turbine |  | 1 Taurus unit with capacity of 5.3 MW | 4 | 5.3 | 2.1 | Duke Energy |  | Fortistar Methane Group | No | 0.18072 | 0.0211
1003099 | 1071 | Charlotte Motor Speedway Landfill V | NC | Concord | Cabarrus | Private | Republic Services, Inc. | 32903146 | 2018 | Yes | 10.777 |  | 1144-1 | Operational | Project #1, Expansion #1 | 2012-06-06 | Electricity | Gas Turbine |  | (2) Solar Taurus 60-7901 combustion gas turbines each driving a 5.75 MW generator | 7.5 | 11.5 | 3.4 | Duke Energy | Fortistar Methane Group | Fortistar Methane Group | No | 0.33885 | 0.03957
1007078 | 1063 | City of Durham SLF | NC | Durham | Durham | Public | City of Durham, NC | 3600000 |  | Yes | 1.14 |  | 1136-0 | Shutdown | Project #1 | 2009-12-15 | Electricity | Reciprocating Engine |  | (2) 1.1-MW, 20-cylinder GE Jenbacher 320 engines running | 2 | 2.2 |  | Duke Energy | Methane Power, LLC | Biogas Energy Solutions, LLC | No | 0 | 0
1007078 | 1063 | City of Durham SLF | NC | Durham | Durham | Public | City of Durham, NC | 3600000 |  | Yes | 1.14 |  | 1136-1 | Operational | Project #1, De-Expansion #1 | 2018-01-01 | Electricity | Reciprocating Engine |  | GE Jenbacher engine with heat rate about 9,200 to 9,300 Btu/kWh | 1.8 |  | 0.82 | Duke Energy | Methane Power, LLC | Biogas Energy Solutions, LLC | No | 0.08132 | 0.0095
| 1072 | Columbus County, ARS | NC | Whiteville | Columbus | Public | Columbus County, NC | 1250000 | 1997 | Yes | 0.14 | 0.03 | 1145-0 | Operational | Project #1a | 2013-12-01 | Direct | Greenhouse |  | LFG fuels boiler which heats the greenhouse newly built to grow Venus flytraps through micropropagation |  |  | 0.03 | Southeastern Community College | Appalachian State University Energy Center; Cape Fear Resource Conservation and Development; Carlson Environmental Consultants, PC; Columbus County, NC | Columbus County, NC | Yes | 0.00263 | 0.00026
| 1072 | Columbus County, ARS | NC | Whiteville | Columbus | Public | Columbus County, NC | 1250000 | 1997 | Yes | 0.14 | 0.03 | 200413-0 | Operational | Project #1b | 2013-02-11 | Electricity | Reciprocating Engine |  | (3) 85-kW truck engines but only (2) run at a time | 0.21 | 0.255 | 0.08 | Brunswick Electric Membership Corporation | Appalachian State University Energy Center; Cape Fear Resource Conservation and Development; Carlson Environmental Consultants, PC; Columbus County, NC | Columbus County, NC | Yes | 0.00949 | 0.00111
1001627 | 1075 | Cumberland County Ann Street Landfill | NC | Fayetteville | Cumberland | Public | Cumberland County, NC | 4838949 | 2018 | Yes | 1.8 |  | 1148-0 | Operational | Project #1 | 1997-12-01 | Direct | Boiler |  | LFG is refrigerated, filtered through a 10 micron screen, and compressed before being piped 2 miles under a river to a steam boiler and oil heater at soybean processing facility; 2nd boiler (53 MMBtu/hr on LFG) added in 2006 |  |  | 1 | Cargill | DTE Biomass Energy | DTE Biomass Energy | No | 0.08754 | 0.00864
1004204 | 1077 | Davidson County LF | NC | Thomasville | Davidson | Public | Davidson County, NC | 3323819 | 2018 | Yes | 1.11 |  | 1150-0 | Operational | Project #1 | 2010-12-01 | Electricity | Reciprocating Engine |  | Caterpillar G3520C | 1.6 | 1.6 | 0.7 | Duke Energy | DTE Biomass Energy | DTE Biomass Energy | No | 0.07229 | 0.00844
1000554 | 1082 | Edgecombe County LF | NC | Tarboro | Edgecombe | Public | Edgecombe County, NC | 1800000 | 2013 | Yes | 0.36 |  | 1155-0 | Operational | Project #1 | 2014-04-01 | Electricity | Reciprocating Engine |  | (2) 370-kW engines | 0.74 | 0.74 | 0.36 | Edgecombe-Martin County Electric Membership Corporation | Edgecombe County, NC; S&ME, Inc. |  | Yes | 0.03343 | 0.0039
1005137 | 1084 | Gaston County LF | NC | Dallas | Gaston | Public | Gaston County, NC | 4036096 | 2018 | Yes | 1.747 | 0.127 | 1157-0 | Operational | Project #1 | 2011-08-31 | Electricity | Reciprocating Engine |  | (3) GE-Jenbacher 420 engines at 1.4 MW each, (2) online initially | 2.25 | 2.8 | 1.08 | Duke Energy | Gaston County, NC | Gaston County, NC | Yes | 0.10165 | 0.01187
1005137 | 1084 | Gaston County LF | NC | Dallas | Gaston | Public | Gaston County, NC | 4036096 | 2018 | Yes | 1.747 | 0.127 | 1157-1 | Operational | Project #1, Expansion #1 | 2016-01-01 | Electricity | Reciprocating Engine |  | 3rd unit initially used as peaking unit, came online full time in January 2016 | 1.13 | 1.4 | 0.54 | Duke Energy | Gaston County, NC | Gaston County, NC | Yes | 0.05105 | 0.00596
1003137 | 1067 | Hanes Mill Road Landfill | NC | Winston-Salem | Forsyth | Public | City of Winston-Salem, NC | 11837404 | 2018 | Yes | 3.312 | 0.432 | 1140-0 | Operational | Project #1 | 1996-07-01 | Electricity | Gas Turbine |  | Solar Taurus T-6500 turbine | 4.3 | 4.8 | 2.88 | Duke Energy | Aria Energy, LLC; DTE Biomass Energy | Aria Energy, LLC; DTE Biomass Energy | No | 0.19427 | 0.02269
| 1091 | Haywood County LF | NC | Haywood | Haywood | Public | Haywood County, NC | 550000 | 1993 | Yes | 0.23 |  | 1164-0 | Operational | Project #1 | 2012-06-25 | Electricity | Reciprocating Engine |  | KSD Engine | 0.075 | 0.075 |  | Haywood Electric Membership Cooperative (EMC) |  |  | Yes | 0.00339 | 0.0004
1006514 | 1098 | Iredell County LF | NC | Statesville | Iredell | Public | Iredell County, NC | 5637291 | 2017 | Yes | 1.839 |  | 1172-0 | Operational | Project #1 | 2008-08-15 | Electricity | Reciprocating Engine |  | (2) Caterpillar 3520s | 3.2 | 3.2 | 1.6 | EnergyUnited Electric Cooperative | DTE Biomass Energy | DTE Biomass Energy | No | 0.14458 | 0.01688
| 1099 | Jackson County Landfill | NC | Dillsboro | Jackson | Public | Jackson County, NC | 750000 | 1996 | Yes | 0.0576 | 0 | 1173-0 | Operational | Project #1 - Direct Thermal | 2006-10-06 | Direct | Direct Thermal |  | LFG used for: forges at three blacksmithing studios, in a series of greenhouses in green energy park, a metal art foundry, glassblowing studios, cloth dyeing; heat exchangers at forges and furnace and radiators provide facility heating |  |  | 0.058 | Jackson County Green Energy Park, NC | Jackson County Green Energy Park, NC | Jackson County, NC | Yes | 0.00508 | 0.0005
| 1099 | Jackson County Landfill | NC | Dillsboro | Jackson | Public | Jackson County, NC | 750000 | 1996 | Yes | 0.0576 | 0 | 1173-1 | Shutdown | Project #1 - Boiler | 2006-10-23 | Direct | Boiler |  | Using LFG in recycled NG cast iron boiler at a refinery to produce 1 million gal/yr biodiesel from county waste oils, biodiesel used by county vehicles and for retail sales |  |  |  | Smoky Mountain Biofuels, Inc. | Jackson County Green Energy Park, NC | Jackson County, NC | Yes | 0 | 0
1004252 | 1100 | Johnston County MSW LF | NC | Smithfield | Johnston | Public | Johnston County, NC | 3806235 | 2018 | Yes | 0.92 |  | 1174-0 | Operational | Project #1 | 2013-06-19 | Electricity | Reciprocating Engine |  | possible heat recovery; (1) CAT 3520 | 1.6 | 1.6 | 0.92 | Duke Energy Progress | C2i Methane Partners |  | No | 0.07229 | 0.00844
| 21129 | Montgomery County Landfill | NC | Troy | Montgomery | Public |  | 1300000 | 1997 | Unknown |  |  | 1184-0 | Operational | Combination Project | 2014-07-28 | Electricity | Reciprocating Engine |  | (6) CAT 3520s | 9.6 | 9.6 | 4.752 | Duke Energy Progress | DTE Biomass Energy | DTE Biomass Energy | No | 0.21686 | 0.02532
1005786 | 1837 | North Wake County Landfill | NC | Raleigh | Wake | Public | Wake County, NC | 6060000 | 2008 | Yes | 2.2 |  | 166410-0 | Shutdown | Project #1 | 1997-11-01 | Direct | Boiler |  | LFG treated to remove moisture but not contaminants; 1.8-mile pipeline to Cleaver Brooks fire-tube steam boiler designed to burn LFG with NG as back-up, generating 23-25,000 lb steam/hr, 1/2 of plant's demand |  |  | 1.296 | Mallinckrodt Pharmaceuticals (SpecGx LLC) | DTE Biomass Energy | DTE Biomass Energy | No | 0 | 0
1005786 | 1837 | North Wake County Landfill | NC | Raleigh | Wake | Public | Wake County, NC | 6060000 | 2008 | Yes | 2.2 |  | 166410-1 | Operational | Project #1, Expansion #1 | 2006-05-15 | Direct | Boiler |  | 1.8-mile pipeline; existing boiler (baseload, blr #5) with max heat input of 96.2 MMBtu/hr modified in 2006 to add LFG as another fuel, co-fire LFG and NG to meet site's steam demands; new boiler installed late 2012/early 2013 also combusts LFG |  |  | 2.2 | Mallinckrodt Pharmaceuticals (SpecGx LLC) | DTE Biomass Energy | DTE Biomass Energy | No | 0.19259 | 0.01902
1001953 | 10781 | Onslow County LF | NC | Jacksonville | Onslow | Public | Onslow County Solid Waste Department, NC | 3590613 | 2018 | Yes | 0.808 |  | 180931-0 | Operational | Project #1 | 2013-11-20 | Electricity | Reciprocating Engine |  | (1) 1.953-MW CAT G3520A+ engine with gear-box to increase output & efficiency | 1.953 | 1.953 |  | Duke Energy Progress | Enerdyne Power Systems, Inc. |  | No | 0.08824 | 0.0103
1005524 | 1116 | Orange County Regional Landfill | NC | Chapel Hill | Orange | Public | Orange County, NC | 2542697 | 2013 | Yes | 0.457 | 0.027 | 1190-0 | Operational | Project #1 | 2013-08-01 | Electricity | Reciprocating Engine |  | GE-Jenbacher J320 engine spec'd for 350 scfm at 100% load | 1.059 | 1.059 | 0.43 | Duke Energy Progress | The University of North Carolina at Chapel Hill | The University of North Carolina at Chapel Hill | Yes | 0.04785 | 0.00559
1007456 | 1121 | Piedmont SLF | NC | Kernersville | Forsyth | Private | Waste Management, Inc. | 959464 |  | Yes | 1.31 |  | 1195-0 | Shutdown | Project #1 | 2011-03-01 | Electricity | Reciprocating Engine |  | (3) Caterpillar 3516s | 2.2 | 2.4 |  | Duke Energy | WM Renewable Energy, LLC | WM Renewable Energy, LLC | Yes | 0 | 0
1007456 | 1121 | Piedmont SLF | NC | Kernersville | Forsyth | Private | Waste Management, Inc. | 959464 |  | Yes | 1.31 |  | 1195-1 | Operational | Project #1, De-Expansion #1 | 2013-01-01 | Electricity | Reciprocating Engine |  | (3) Caterpillar 3516s | 1.8 | 2.4 |  | Duke Energy | WM Renewable Energy, LLC | WM Renewable Energy, LLC | Yes | 0.08132 | 0.0095
1010987 | 1122 | Pitt County LF | NC | Greenville | Pitt | Public | Pitt County, NC | 3263252 | 1995 | Yes | 0.18304 | 0 | 1196-0 | Shutdown | Project #1 | 1998-01-01 | Direct | Boiler |  | LFG piped ~2.5 miles to hospital; 1 boiler of 2 produces steam for hospital use |  |  | 1 | Vidant Medical Center | Enerdyne Power Systems, Inc. |  | No | 0 | 0
1010987 | 1122 | Pitt County LF | NC | Greenville | Pitt | Public | Pitt County, NC | 3263252 | 1995 | Yes | 0.18304 | 0 | 1196-1 | Shutdown | Project #1, De-Expansion #1 | 2011-01-01 | Direct | Boiler |  | LFG piped ~2.5 miles to hospital; 1 boiler of 2 produces steam for hospital use |  |  | 0.36 | Vidant Medical Center | Enerdyne Power Systems, Inc. |  | No | 0 | 0
1010987 | 1122 | Pitt County LF | NC | Greenville | Pitt | Public | Pitt County, NC | 3263252 | 1995 | Yes | 0.18304 | 0 | 1196-2 | Operational | Project #1, De-Expansion #2 | 2018-01-01 | Direct | Boiler |  | LFG piped ~2.5 miles to hospital; 1 boiler of 2 produces steam for hospital use |  |  | 0.183 | Vidant Medical Center | Enerdyne Power Systems, Inc. |  | No | 0.01602 | 0.00158
1003481 | 1127 | Robeson County LF | NC | St. Pauls | Robeson | Public | Robeson County, NC | 2986274 | 2018 | Yes | 1.152 |  | 1201-0 | Operational | Project #1 | 2012-01-13 | Electricity | Reciprocating Engine |  | GE Jenbacher 20-cylinder J320c82 engine, operates at 94% capacity using 335 scfm LFG, system includes a gas conditioning skid; GraniteFuel SRT for siloxane removal added later | 1.06 | 1.06 | 0.482 | North Carolina Electric Membership Corporation |  | Robeson County, NC | Unknown | 0.04789 | 0.00559
1003481 | 1127 | Robeson County LF | NC | St. Pauls | Robeson | Public | Robeson County, NC | 2986274 | 2018 | Yes | 1.152 |  | 1201-1 | Operational | Project #1, Expansion #1 | 2015-04-01 | Electricity | Reciprocating Engine |  | GE Jenbacher 320 GS-LL 1090 kW; GraniteFuel SRT for siloxane removal | 1 | 1.09 | 0.576 |  |  | Robeson County, NC | Unknown | 0.04518 | 0.00528
1004501 | 2064 | Rockingham County LF | NC | Madison | Rockingham | Public | Rockingham County, NC | 3051813 | 2018 | Yes | 0.445 |  | 1202-0 | Operational | Project #1 | 2014-02-28 | Electricity | Cogeneration |  | 800 kW/h - 2G avus 800 with MWM prime mover engine in container module; siloxane gas treatment & dehumidification system | 0.8 | 0.8 | 0.445 | Duke Energy |  |  | No | 0.03614 | 0.00422
1004118 | 2336 | Sampson County Disposal, LLC | NC | Roseboro | Sampson | Private | Waste Industries | 20841241 | 2018 | Yes | 5.18 | 2.1 | 1206-0 | Operational | Project #1 | 2011-03-14 | Electricity | Reciprocating Engine |  | (4) CAT G3520C engines | 6.4 | 6.4 | 3.08 | Duke Energy Progress East | Waste Industries | Waste Industries | Yes | 0.28915 | 0.03376
1004118 | 2336 | Sampson County Disposal, LLC | NC | Roseboro | Sampson | Private | Waste Industries | 20841241 | 2018 | Yes | 5.18 | 2.1 | 1206-1 | Operational | Project #1, Expansion #1 | 2011-12-01 | Electricity | Reciprocating Engine |  | 5th CAT G3520C engine | 1.6 | 1.6 | 0.77 | Duke Energy Progress East | Waste Industries | Waste Industries | Yes | 0.07229 | 0.00844
1004118 | 2336 | Sampson County Disposal, LLC | NC | Roseboro | Sampson | Private | Waste Industries | 20841241 | 2018 | Yes | 5.18 | 2.1 | 1206-2 | Operational | Project #1, Expansion #2 | 2013-12-31 | Electricity | Reciprocating Engine |  | 6th CAT G3520C engine | 1.6 | 1.6 | 0.77 | Duke Energy Progress East | Waste Industries | Waste Industries | Yes | 0.07229 | 0.00844
1004255 | 1132 | Sampson County LF | NC | Roseboro | Sampson | Public | Sampson County, NC | 2967090 | 2001 | Yes | 0.55063 | 0.024 | 181053-0 | Shutdown | Project #1 | 2012-09-15 | Direct | Leachate Evaporation |  | E-Vap unit uses 500 cfm LFG to evaporate more than 30,000 gpd of leachate |  |  | 0.69 | Sampson County LF | APTIM | APTIM | No | 0 | 0
1004255 | 1132 | Sampson County LF | NC | Roseboro | Sampson | Public | Sampson County, NC | 2967090 | 2001 | Yes | 0.55063 | 0.024 | 181053-1 | Operational | Project #1, De-Expansion #1 | 2018-01-01 | Direct | Leachate Evaporation |  | E-Vap unit uses LFG to evaporate leachate |  |  | 0.527 | Sampson County LF | APTIM | APTIM | No | 0.04613 | 0.00456
1004408 | 10620 | South Wake LF (New) | NC | Apex | Wake | Public | Wake County, NC | 4651445 | 2018 | Yes | 3.6 |  | 180918-0 | Operational | Project #1 | 2013-09-23 | Electricity | Reciprocating Engine |  | (18) dual-fuel Detroit Diesel Series 60 engines | 3.2 | 6 | 1.44 | Duke Energy Progress | INGENCO | INGENCO | No | 0.14458 | 0.01688
1004408 | 10620 | South Wake LF (New) | NC | Apex | Wake | Public | Wake County, NC | 4651445 | 2018 | Yes | 3.6 |  | 180918-1 | Operational | Project #1, Expansion #1 | 2015-11-01 | Electricity | Reciprocating Engine |  | Increased LFG flow to existing (18) dual-fuel Detroit Diesel Series 60 engines and added (6) additional engines | 2.8 | 6 |  | Duke Energy Progress | INGENCO | INGENCO | No | 0.1265 | 0.01477
1004408 | 10620 | South Wake LF (New) | NC | Apex | Wake | Public | Wake County, NC | 4651445 | 2018 | Yes | 3.6 |  | 180918-2 | Operational | Project #1, Expansion #2 | 2018-01-01 | Electricity | Reciprocating Engine |  |  | 0.3 | 7.3 |  | Duke Energy Progress | INGENCO | INGENCO | No | 0.01355 | 0.00158
1004408 | 10620 | South Wake LF (New) | NC | Apex | Wake | Public | Wake County, NC | 4651445 | 2018 | Yes | 3.6 |  | 180918-3 | Planned | Project #1, Expansion #3 | 2019-12-31 | Electricity | Reciprocating Engine |  |  | 3.4 | 9.7 |  |  | INGENCO | INGENCO | No | 0 | 0
| 1137 | Surry County LF 2 | NC | Elkin | Surry | Public | Surry County, NC | 645506 |  | Yes |  |  | 1211-0 | Operational | Project #1 | 2013-06-01 | Electricity | Reciprocating Engine |  | (1) CAT 3520 with plans to add 2 more after 2018 | 1.6 | 1.6 |  | Duke Energy | Barnabas Investment Group, LLC |  | No | 0.07229 | 0.00844
1003035 | 1074 | Tuscarora Long-Term Regional Landfill | NC | New Bern | Craven | Public | Coastal Environmental Partnership, NC | 4614456 | 2018 | Yes | 1.426 |  | 1147-0 | Operational | Project #1 | 2007-07-16 | Electricity | Reciprocating Engine |  | Detroit Diesel engines, installing 4 MW capacity (3 MW total capacity now) | 2.33 | 3 | 1.5 | Duke Energy | INGENCO | INGENCO | No | 0.10527 | 0.01229
1004831 | 1110 | Uwharrie Environmental Regional LF | NC | Mount Gilead | Montgomery | Private | Republic Services, Inc. | 14953461 | 2018 | Yes | 5.225 |  | 1184-0 | Operational | Combination Project | 2014-07-28 | Electricity | Reciprocating Engine |  | (6) CAT 3520s | 9.6 | 9.6 | 4.752 | Duke Energy Progress | DTE Biomass Energy | DTE Biomass Energy | No | 0.21686 | 0.02532
| 2201 | Watauga County Landfill | NC | Boone | Watauga | Public | Watauga County, NC | 546000 | 1994 | Yes | 0.22 |  | 180285-0 | Operational | Project #1 | 2012-03-20 | Electricity | Reciprocating Engine |  | (2) KSD 100-kW engines, LFG will be used to provide power generation for the transfer and recycling facility and maintenance facility; ~25% used onsite & ~75% into grid | 0.186 | 0.2 | 0.13 | Duke Energy; Watauga County, NC | Appalachian State University Energy Center; Watauga County, NC |  | Yes | 0.0084 | 0.00098
1005274 | 1150 | Wayne County LF | NC | Dudley | Wayne | Public | Wayne County, NC | 3647284 | 2018 | Yes | 0.919 |  | 1224-0 | Shutdown | Project #1 | 2010-12-31 | Electricity | Reciprocating Engine |  | (3) GE Jenbacher units running originally | 3 |  |  | Duke Energy Progress | Methane Power, LLC | Biogas Energy Solutions, LLC | No | 0 | 0
1005274 | 1150 | Wayne County LF | NC | Dudley | Wayne | Public | Wayne County, NC | 3647284 | 2018 | Yes | 0.919 |  | 1224-1 | Operational | Project #1, De-Expansion #1 | 2012-01-01 | Electricity | Reciprocating Engine |  | (2) GE Jenbacher engines running at about 600 kW gross output each | 1.2 | 1.2 | 0.737 | Duke Energy Progress | Methane Power, LLC | Biogas Energy Solutions, LLC | No | 0.05422 | 0.00633
| 1152 | Wilkes County LF 1 | NC | Wilkesboro | Wilkes | Public | Wilkes County, NC | 1127341 | 1993 | Yes | 0.05 | 0 | 1226-0 | Shutdown | Project #1 | 2012-07-10 | Electricity | Cogeneration |  | KSD 85 kW engine, gas supply available to consistently provide 70 kW, waste heat from engine jacket used at 3,000 sq ft greenhouse leased to The Giving Table | 0.07 |  | 0.05 | Duke Energy; Wilkes County Master Gardeners | Appalachian State University Energy Center; Wilkes County, NC | Wilkes County, NC | Yes | 0 | 0
| 1152 | Wilkes County LF 1 | NC | Wilkesboro | Wilkes | Public | Wilkes County, NC | 1127341 | 1993 | Yes | 0.05 | 0 | 1226-1 | Operational | Project #1, Restart | 2018-01-31 | Electricity | Reciprocating Engine |  | KSD 85 kW engine, gas supply available to consistently provide 70 kW | 0.07 |  | 0.05 | Duke Energy | Appalachian State University Energy Center; Wilkes County, NC | Wilkes County, NC | Yes | 0.00316 | 0.00037
1001614 | 2153 | City of Fargo Landfill | ND | Fargo | Cass | Public | City of Fargo, ND | 6700475 | 2018 | Yes | 1.2 | 0 | 180222-0 | Operational | Project #1 | 2002-05-15 | Direct | Boiler |  | 1.5-mile pipeline to oilseed processing/crushing plant, LFG provides 1/3 of plant's thermal energy needs (1/3 from sunflower hulls, 1/3 from NG); (2) boilers with rated heat inputs of 25 and 40 MMBtu/hr co-fired with NG |  |  | 0.55 | Cargill |  |  | Yes | 0.04815 | 0.00475
1001614 | 2153 | City of Fargo Landfill | ND | Fargo | Cass | Public | City of Fargo, ND | 6700475 | 2018 | Yes | 1.2 | 0 | 180979-0 | Operational | Project #2 | 2007-01-01 | Electricity | Cogeneration |  | (1) Caterpillar G3516 engine powers 2 baling machines and other landfill facilities, waste engine/exhaust heat will be used at campus transfer station | 0.8 | 0.925 |  | City of Fargo Landfill; Minnkota Power Cooperative |  |  | No | 0.03614 | 0.00422
1002158 | 1754 | Bluff Road Landfill | NE | Lincoln | Lancaster | Public | City of Lincoln, NE | 8601623 | 2018 | Yes | 2.495 | 0.755 | 6433-0 | Operational | Project #1 | 2013-10-14 | Electricity | Reciprocating Engine |  | ~1 mile pipe delivers LFG to (3) large generators at LES' Terry Bundy Generating Station; 300,000 MMBtu/yr of LFG | 3.6 | 4.8 | 1.6 | Lincoln Electric System |  |  | Unknown | 0.16265 | 0.01899
1000191 | 1745 | Butler County Landfill Inc. | NE | David City | Butler | Private | Waste Connections Inc. - Central Region | 7152726 | 2018 | Yes | 1.272 |  | 200976-0 | Operational | Project #2 | 2019-02-06 | Renewable Natural Gas | Vehicle Fuel | Pipeline Injection | Designed to treat up to 1,000 scfm LFG, using pretreatment to remove moisture and PM, then DMT's Carborex Membrane system, for ~0.4 mmscfd high-Btu gas; for the vehicle fuel market |  |  | 1.15 | Black Hills Corporation; Constellation | Aria Energy, LLC | Timberline Energy, LLC | No | 0.10067 | 0.00907
1000522 | 20181 | Douglas County Landfill | NE | Omaha | Douglas | Public | Douglas County, NE | 5224710 | 1989 | Yes | 0.92609 | 0.00652 | 200317-0 | Operational | Project #1 | 2015-12-31 | Renewable Natural Gas | Vehicle Fuel | Pipeline Injection | 3-mile, 2-inch polyamide 11 (PA11) pipeline made of a thermoplastic resin (derived from a bio-renewable source) to withstand pressure of up to 200 psi, transports LFG to utility’s 12-inch gas main in Omaha that feeds its liquefaction facility |  |  | 0.92 | Metropolitan Utilities District of Omaha; Tenaska | BioResource Development, LLC |  | No | 0.08054 | 0.00726
1007835 | 1746 | Douglas County Recycling and Disposal Facility LF | NE | Bennington | Douglas | Public | Douglas County, NE | 17577043 | 2018 | Yes | 4.358 |  | 6425-0 | Operational | Project #1 | 2002-04-05 | Electricity | Reciprocating Engine |  | (4) Caterpillar 800 kW 3516s | 3 | 3.2 | 1.3 | Omaha Public Power District | Omaha Public Power District |  | Yes | 0.13554 | 0.01583
1007835 | 1746 | Douglas County Recycling and Disposal Facility LF | NE | Bennington | Douglas | Public | Douglas County, NE | 17577043 | 2018 | Yes | 4.358 |  | 6425-1 | Operational | Project #1, Expansion #1 | 2006-06-01 | Electricity | Reciprocating Engine |  | (3) additional Caterpillar 3516 engines | 2 | 2.4 |  | Omaha Public Power District | Omaha Public Power District |  | Yes | 0.09036 | 0.01055
1007835 | 1746 | Douglas County Recycling and Disposal Facility LF | NE | Bennington | Douglas | Public | Douglas County, NE | 17577043 | 2018 | Yes | 4.358 |  | 6425-2 | Operational | Project #1, Expansion #2 | 2009-08-01 | Electricity | Reciprocating Engine |  | (1) additional Caterpillar 3516 engine | 0.6 | 0.8 |  | Omaha Public Power District | Omaha Public Power District |  | Yes | 0.02711 | 0.00317
1005097 | 1748 | L.P. Gill LF | NE | Jackson | Dakota | Private | L.P. Gill | 5529940 | 2018 | Yes | 0.864 |  | 6427-0 | Operational | Project #1 | 2007-12-01 | Direct | Direct Thermal |  | LFG is compressed at the LF and piped 1.25 miles to the refinery to replace 1/3 of NG needs in thermal oxidizer/boiler, refinery has 50 mil gal ethanol/yr production capacity |  |  | 0.614 | Siouxland Ethanol LLC | L.P. Gill |  | Yes | 0.05375 | 0.00531
1001935 | 1757 | Sarpy County SLF | NE | Springfield | Sarpy | Public | Sarpy County, NE | 3914719 | 2016 | Yes | 2.16 |  | 6436-0 | Operational | Project #1 | 2018-07-12 | Renewable Natural Gas | Vehicle Fuel | Pipeline Injection | 3.5-mile pipeline to transport RNG to interconnection point on larger distribution pipeline |  |  | 2.16 | Black Hills Corporation | BioResource Development, LLC | BioResource Development, LLC | No | 0.18909 | 0.01704
1004751 | 1852 | Four Hills Landfill | NH | Nashua | Hillsborough | Public | City of Nashua, NH | 3940138 | 2018 | Yes | 1.253 |  | 166432-0 | Shutdown | Project #1 | 1996-03-08 | Electricity | Reciprocating Engine |  | (1) Caterpillar G3516 engine-generator (820 kW, can accept 305 cfm) and (1) Caterpillar G3612 engine-generator (2,285 kW, can accept 825 cfm) | 3 | 3 |  | City of Nashua, NH; Eversource; Northern Utilities Service Co. | Minnesota Methane LLC | Fortistar Methane Group | No | 0 | 0
1004751 | 1852 | Four Hills Landfill | NH | Nashua | Hillsborough | Public | City of Nashua, NH | 3940138 | 2018 | Yes | 1.253 |  | 166432-1 | Shutdown | Project #1, De-Expansion #1 | 2012-07-01 | Electricity | Reciprocating Engine |  | (1) Caterpillar G3516 engine-generator (820 kW, can accept 305 cfm) | 0.8 | 0.8 |  | City of Nashua, NH | Minnesota Methane LLC | Energy Power Partners | No | 0 | 0
1004751 | 1852 | Four Hills Landfill | NH | Nashua | Hillsborough | Public | City of Nashua, NH | 3940138 | 2018 | Yes | 1.253 |  | 166432-2 | Operational | Project #1, Expansion #1 | 2016-03-01 | Electricity | Reciprocating Engine |  | (1) Caterpillar 3520 engine-generator (1,600 kW) | 1.6 | 1.6 |  | City of Nashua, NH | PPL Corporation | Energy Power Partners | No | 0.07229 | 0.00844
1004084 | 2029 | Mount Carberry Landfill | NH | Berlin | Coos | Public | Androscoggin Valley Regional Refuse Disposal District (AVRRDD), NH | 6755424 | 2018 | Yes | 2.002 |  | 167114-0 | Operational | Project #1 | 2012-11-01 | Direct | Boiler |  | 2.7-mile pipeline to existing boiler to make steam to heat the mill and for process steam |  |  | 1.12 | Gorham Paper and Tissue (GPT) | Androscoggin Valley Regional Refuse Disposal District (AVRRDD), NH |  | Yes | 0.09805 | 0.00968
1007879 | 1839 | Turnkey Recycling and Environmental Enterprise (TREE) | NH | Rochester | Strafford | Private | Waste Management, Inc. | 34967661 | 2018 | Yes | 16.56 |  | 166414-0 | Shutdown | Project #2 | 1992-01-01 | Electricity | Reciprocating Engine |  | (3) Caterpillar 3516s | 2 | 2.4 |  | Eversource | Bio Energy Partners | WM Renewable Energy, LLC | No | 0 | 0
1007879 | 1839 | Turnkey Recycling and Environmental Enterprise (TREE) | NH | Rochester | Strafford | Private | Waste Management, Inc. | 34967661 | 2018 | Yes | 16.56 |  | 166414-1 | Shutdown | Project #2, Expansion #1 | 1993-01-01 | Electricity | Reciprocating Engine |  | (1) Caterpillar 3516 | 0.68 | 0.8 |  | Eversource | Bio Energy Partners | WM Renewable Energy, LLC | No | 0 | 0
1007879 | 1839 | Turnkey Recycling and Environmental Enterprise (TREE) | NH | Rochester | Strafford | Private | Waste Management, Inc. | 34967661 | 2018 | Yes | 16.56 |  | 166414-2 | Operational | Project #2, De-Expansion #1 | 2010-01-01 | Electricity | Reciprocating Engine |  | (4) Caterpillar 3516s | 0.94 | 3.2 |  | Eversource | Bio Energy Partners | WM Renewable Energy, LLC | No | 0.04247 | 0.00496
1007879 | 1839 | Turnkey Recycling and Environmental Enterprise (TREE) | NH | Rochester | Strafford | Private | Waste Management, Inc. | 34967661 | 2018 | Yes | 16.56 |  | 167009-0 | Shutdown | Project #3 | 1998-01-01 | Electricity | Gas Turbine |  | (2) Solar Centaur units | 4.86 | 6.2 |  | New Hampshire Electric Cooperative, Inc. | Bio Energy Partners | WM Renewable Energy, LLC | No | 0 | 0
1007879 | 1839 | Turnkey Recycling and Environmental Enterprise (TREE) | NH | Rochester | Strafford | Private | Waste Management, Inc. | 34967661 | 2018 | Yes | 16.56 |  | 167009-1 | Operational | Project #3, Expansion #1 (CHP) | 2011-01-01 | Electricity | Cogeneration |  | leachate concentrator; 1/2 of the total flow of stack gas from single Solar 40 turbine evaporates 20,000 gpd leachate | 0 |  | 0 | Turnkey Recycling & Environmental Enterprises | Heartland Water Technology, Inc; WM Renewable Energy, LLC |  | No | 0 | 0
1007879 | 1839 | Turnkey Recycling and Environmental Enterprise (TREE) | NH | Rochester | Strafford | Private | Waste Management, Inc. | 34967661 | 2018 | Yes | 16.56 |  | 167009-2 | Operational | Project #3, De-Expansion #1 | 2010-01-01 | Electricity | Gas Turbine |  | (2) Solar Centaur units | 2.45 |  |  | New Hampshire Electric Cooperative, Inc. | Bio Energy Partners | WM Renewable Energy, LLC | No | 0.11069 | 0.01293
1007879 | 1839 | Turnkey Recycling and Environmental Enterprise (TREE) | NH | Rochester | Strafford | Private | Waste Management, Inc. | 34967661 | 2018 | Yes | 16.56 |  | 180214-0 | Operational | Project #4 | 2009-07-01 | Renewable Natural Gas | Electricity | Pipeline Injection | SulfaTreat iron sponge removes S, Quest Air M-3100 PSA removes CO2, 12.7-mile pipeline takes 3,500 MMBtu/day processed gas to combined cycle CHP facility at UNH for use in a 7.9-MW CHP Siemens SGT300 turbine, excess gas to be used in 4.6-MW Solar turbine | 4.4 | 7.9 | 4 | University of New Hampshire | University of New Hampshire |  | Yes | 0.35017 | 0.03457
1007879 | 1839 | Turnkey Recycling and Environmental Enterprise (TREE) | NH | Rochester | Strafford | Private | Waste Management, Inc. | 34967661 | 2018 | Yes | 16.56 |  | 181082-0 | Operational | Project #1 | 1991-01-01 | Direct | Boiler |  | 2.03 MMBtu/hr Envirex boiler (model 1506 RM) at leachate plant |  |  | 0.09 | Turnkey Recycling & Environmental Enterprises |  | WM Renewable Energy, LLC | No | 0.00788 | 0.00078
1001858 | 2231 | Atlantic County Utilities Authority Landfill | NJ | Egg Harbor Township | Atlantic | Public | Atlantic County Utilities Authority, NJ | 6627746 | 2018 | Yes | 3.789 |  | 180315-0 | Shutdown | Project #1 | 2005-03-01 | Electricity | Reciprocating Engine |  | (1) Caterpillar 3520, capable of producing ~12,614,400 kW-h/yr | 1.6 | 1.6 |  | Atlantic County Utilities Authority, NJ | DCO Energy, LLC; Marina Energy | AC Landfill Energy, LLC (ACLE (JV of DCO Energy & South Jersey Industries) | No | 0 | 0
1001858 | 2231 | Atlantic County Utilities Authority Landfill | NJ | Egg Harbor Township | Atlantic | Public | Atlantic County Utilities Authority, NJ | 6627746 | 2018 | Yes | 3.789 |  | 180315-1 | Shutdown | Project #1, Expansion #1 | 2006-08-15 | Electricity | Reciprocating Engine |  | GE Jenbacher model 616 engine | 1.9 |  |  | PJM Interconnection, LLC | DCO Energy, LLC; Marina Energy | AC Landfill Energy, LLC (ACLE (JV of DCO Energy & South Jersey Industries) | No | 0 | 0
1001858 | 2231 | Atlantic County Utilities Authority Landfill | NJ | Egg Harbor Township | Atlantic | Public | Atlantic County Utilities Authority, NJ | 6627746 | 2018 | Yes | 3.789 |  | 180315-2 | Shutdown | Project #1, Expansion #2 | 2007-12-15 | Electricity | Reciprocating Engine |  | GE Jenbacher model 616 engine | 1.9 | 1.9 |  | Borgata Casino Spa & Hotel | DCO Energy, LLC; Marina Energy | AC Landfill Energy, LLC (ACLE (JV of DCO Energy & South Jersey Industries) | No | 0 | 0
1001858 | 2231 | Atlantic County Utilities Authority Landfill | NJ | Egg Harbor Township | Atlantic | Public | Atlantic County Utilities Authority, NJ | 6627746 | 2018 | Yes | 3.789 |  | 180315-3 | Operational | Project #1, De-Expansion #1 | 2017-01-01 | Electricity | Reciprocating Engine |  | (1) Caterpillar 3520, capable of producing ~12,614,400 kW-h/yr | 0.49 | 1.6 | 0.22 | Atlantic County Utilities Authority, NJ | DCO Energy, LLC; Marina Energy | AC Landfill Energy, LLC (ACLE (JV of DCO Energy & South Jersey Industries) | No | 0.02214 | 0.00259
1001858 | 2231 | Atlantic County Utilities Authority Landfill | NJ | Egg Harbor Township | Atlantic | Public | Atlantic County Utilities Authority, NJ | 6627746 | 2018 | Yes | 3.789 |  | 180315-4 | Operational | Project #1, De-Expansion #2 | 2017-01-01 | Electricity | Reciprocating Engine |  | GE Jenbacher model 616 engine | 0.52 |  | 0.24 | PJM Interconnection, LLC | DCO Energy, LLC; Marina Energy | AC Landfill Energy, LLC (ACLE (JV of DCO Energy & South Jersey Industries) | No | 0.02349 | 0.00274
1006969 | 940 | Burlington County SLF | NJ | Bordentown | Burlington | Public | Burlington County Board of Chosen Freeholders | 9883401 | 2018 | Yes | 4.37 |  | 167008-0 | Shutdown | Project #2 | 2002-12-01 | Electricity | Cogeneration |  | Four 30 kW Capstone microturbines installed outside the greenhouse provide electricity for the greenhouse (e.g., growing lights) and waste heat to heat the greenhouse when ambient temperatures require it | 0.12 | 0.12 | 0.0864 | Rutgers EcoComplex | Burlington County; Rutgers University |  | Yes | 0 | 0
1006969 | 940 | Burlington County SLF | NJ | Bordentown | Burlington | Public | Burlington County Board of Chosen Freeholders | 9883401 | 2018 | Yes | 4.37 |  | 167008-1 | Operational | Project #2, Expansion #1 | 2008-01-01 | Electricity | Cogeneration |  | (1) 250-kW microturbine | 0.25 | 0.25 | 0.144 | Rutgers EcoComplex | Burlington County; Rutgers University |  | Yes | 0.01129 | 0.00132
1006969 | 940 | Burlington County SLF | NJ | Bordentown | Burlington | Public | Burlington County Board of Chosen Freeholders | 9883401 | 2018 | Yes | 4.37 |  | 180436-0 | Operational | Project #4 | 2007-11-01 | Electricity | Reciprocating Engine |  | (5) GE-Jenbacher model JGS 420 LFG-fueled reciprocating engine-generator sets, each rated for continuous duty at a rated 1,425-kW output; siloxane treatment system uses an activated carbon process | 7.2 | 7.2 | 3.96 | Burlington County SLF; PJM Interconnection, LLC | DCO Energy, LLC; Marina Energy |  | No | 0.3253 | 0.03798
1006969 | 940 | Burlington County SLF | NJ | Bordentown | Burlington | Public | Burlington County Board of Chosen Freeholders | 9883401 | 2018 | Yes | 4.37 |  | 180439-0 | Operational | Project #1 | 1996-01-01 | Direct | Greenhouse |  | LFG (instead of propane) fuels boiler to heat 46,000 sq. ft. greenhouse, LFG heats greenhouse, office, and lab space as well as aquaculture and agriculture systems |  |  | 0.216 | Rutgers EcoComplex |  |  | Yes | 0.01891 | 0.00187
1004200 | 941 | Cape May County MUA Secure Landfill | NJ | Woodbine | Cape May | Public | Cape May County Municipal Utilities Authority, NJ | 4000000 | 2008 | Yes | 1.584 | 0 | 1012-0 | Operational | Project #1 | 1998-01-01 | Direct | Boiler |  | 1.25 mile underground pipeline conveys LFG to boilers, steam used for heating & hot water in the winter and to create coolant in the summer, displaces use of 1 mil gal No. 4 fuel oil annually |  |  | 0.432 | Woodbine Developmental Center | Biogas Energy Solutions, LLC | Cape May County Municipal Utilities Authority, NJ | No | 0.03782 | 0.00373
1004200 | 941 | Cape May County MUA Secure Landfill | NJ | Woodbine | Cape May | Public | Cape May County Municipal Utilities Authority, NJ | 4000000 | 2008 | Yes | 1.584 | 0 | 180779-0 | Shutdown | Project #2 | 2007-04-20 | Electricity | Cogeneration |  | (2) 150 kW Waukesha rich burn engines, heat for maintenance facility & offices | 0.3 | 0.3 | 0.173 | Cape May County Municipal Utilities Authority, NJ; PJM Interconnection, LLC | Cape May County Municipal Utilities Authority, NJ | Cape May County Municipal Utilities Authority, NJ | Yes | 0 | 0
1004200 | 941 | Cape May County MUA Secure Landfill | NJ | Woodbine | Cape May | Public | Cape May County Municipal Utilities Authority, NJ | 4000000 | 2008 | Yes | 1.584 | 0 | 180779-1 | Shutdown | Project #2, Expansion #1 | 2008-06-18 | Electricity | Cogeneration |  | (1) Waukesha rich burn engine, heat for maintenance facility & offices | 0.15 |  | 0.086 | PJM Interconnection, LLC | Cape May County Municipal Utilities Authority, NJ | Cape May County Municipal Utilities Authority, NJ | Yes | 0 | 0
1004200 | 941 | Cape May County MUA Secure Landfill | NJ | Woodbine | Cape May | Public | Cape May County Municipal Utilities Authority, NJ | 4000000 | 2008 | Yes | 1.584 | 0 | 180779-2 | Operational | Project #2, Expansion #2 | 2013-10-22 | Electricity | Reciprocating Engine |  | (2) 1065-kW electrical generators will run, 3rd engine is a back-up unit, heat exchangers are installed but not yet operational | 1.85 | 2.13 | 0.864 | PJM Interconnection, LLC | Cape May County Municipal Utilities Authority, NJ | Cape May County Municipal Utilities Authority, NJ | Yes | 0.08358 | 0.00976
1002702 | 942 | Cumberland County SWC | NJ | Millville | Cumberland | Public | Cumberland County, NJ | 6173546 | 2018 | Yes | 2.4 | 0.1 | 1013-0 | Operational | Project #1 | 2008-11-01 | Electricity | Reciprocating Engine |  | (3) 1.6-MW Caterpillar 3520 engines | 4.8 | 4.8 | 2.3 | PJM Interconnection, LLC | PPL Corporation | Energy Power Partners | Yes | 0.21686 | 0.02532
1006390 | 20803 | Edgeboro LF | NJ | East Brunswick | Middlesex | Private | Edgeboro International, Inc. | 17640000 | 1994 | Yes | 1.938 |  | 181100-0 | Operational | Combination Project | 2011-07-01 | Electricity | Reciprocating Engine |  | (6) Caterpillar 3520 engines at Cinnamon Bay Power Plant; LFG fuel treatment system and oxidation catalysts | 9.6 | 9.6 |  | PJM Interconnection, LLC | NERC Renewable |  | No | 0.13012 | 0.01519
| 946 | Edison Township SLF | NJ | Edison | Middlesex | Public | Edison Township | 2500000 |  | Yes |  |  | 1016-0 | Operational | Combination Project | 2001-01-01 | Electricity | Combined Cycle |  | Waste heat from two 5 MW Solar turbine generators feeds a steam electric generator | 20 |  | 7.56 | Public Service Electric & Gas Company (PSE&G) | National Energy Resource Corporation (NERC) |  | No | 0.30117 | 0.03517
| 958 | Industrial Land Reclaiming (ILR) LF | NJ | Edison | Middlesex | Private | Industrial Land Reclaiming | 4302213 |  | Yes |  |  | 1016-0 | Operational | Combination Project | 2001-01-01 | Electricity | Combined Cycle |  | Waste heat from two 5 MW Solar turbine generators feeds a steam electric generator | 20 |  | 7.56 | Public Service Electric & Gas Company (PSE&G) | National Energy Resource Corporation (NERC) |  | No | 0.30117 | 0.03517
1004741 | 957 | Kinsley's LF | NJ | Sewell | Gloucester | Private | Kinsley's | 7259985 |  | Yes | 0.4 |  | 1028-0 | Shutdown | Project #1 | 1987-01-01 | Electricity | Reciprocating Engine |  | 4 CAT 399 engine/generator sets | 2.4 | 2.4 |  | Public Service Electric & Gas Company (PSE&G) |  |  | No | 0 | 0
1004741 | 957 | Kinsley's LF | NJ | Sewell | Gloucester | Private | Kinsley's | 7259985 |  | Yes | 0.4 |  | 1028-1 | Operational | Project #1, De-Expansion #1 | 2004-01-01 | Electricity | Reciprocating Engine |  | 3 CAT 399 engine/generator sets | 1.5 | 1.8 | 0.95 | Public Service Electric & Gas Company (PSE&G) |  |  | No | 0.06777 | 0.00791
1007298 | 945 | Middlesex County LF | NJ | East Brunswick | Middlesex | Public | Middlesex County Utilities Authority, NJ | 15064741 | 2018 | Yes | 5.605 |  | 1016-0 | Operational | Combination Project | 2001-01-01 | Electricity | Combined Cycle |  | Waste heat from two 5 MW Solar turbine generators feeds a steam electric generator | 20 |  | 7.56 | Public Service Electric & Gas Company (PSE&G) | National Energy Resource Corporation (NERC) |  | No | 0.30126 | 0.03518
1007298 | 945 | Middlesex County LF | NJ | East Brunswick | Middlesex | Public | Middlesex County Utilities Authority, NJ | 15064741 | 2018 | Yes | 5.605 |  | 181100-0 | Operational | Combination Project | 2011-07-01 | Electricity | Reciprocating Engine |  | (6) Caterpillar 3520 engines at Cinnamon Bay Power Plant; LFG fuel treatment system and oxidation catalysts | 9.6 | 9.6 |  | PJM Interconnection, LLC | NERC Renewable |  | No | 0.30361 | 0.03545
1005054 | 947 | Monmouth County Reclamation Center | NJ | Tinton Falls | Monmouth | Public | County of Monmouth | 19572032 | 2018 | Yes | 6.5 |  | 1018-0 | Operational | Project #1 | 1998-07-01 | Electricity | Gas Turbine |  | 2 Solar Taurus 60 combustion turbines | 10 |  | 4.9 | Jersey Central Power & Light (JCP&L) | GSF Energy | Montauk Energy | No | 0.4518 | 0.05276
1005054 | 947 | Monmouth County Reclamation Center | NJ | Tinton Falls | Monmouth | Public | County of Monmouth | 19572032 | 2018 | Yes | 6.5 |  | 180860-0 | Operational | Project #2 | 2008-02-01 | Electricity | Reciprocating Engine |  | (1) Jenbacher engine generator offsets electricity costs at the Materials Processing and Recovery Facility | 1 |  | 0.648 | Monmouth County Reclamation Center | Monmouth County Reclamation Center | Monmouth County Reclamation Center | Yes | 0.04518 | 0.00528
1002667 | 951 | Ocean County LF | NJ | Manchester | Ocean | Private | Ocean County Landfill Corp. | 19236289 | 2018 | Yes | 7.244 |  | 1022-0 | Operational | Project #1 | 1997-02-01 | Electricity | Reciprocating Engine |  | (6) Caterpillar 3516 reciprocating engines | 4.8 | 4.8 | 3 | Jersey Central Power & Light (JCP&L) | Aria Energy, LLC | MRPC Holdings, LLC | No | 0.21686 | 0.02532
1002667 | 951 | Ocean County LF | NJ | Manchester | Ocean | Private | Ocean County Landfill Corp. | 19236289 | 2018 | Yes | 7.244 |  | 1022-1 | Operational | Project #1, Expansion #1 | 2007-04-03 | Electricity | Reciprocating Engine |  | (6) Caterpillar 3520s | 9.6 | 9.6 | 4.6 | Public Service Electric & Gas Company (PSE&G) | Aria Energy, LLC | Ocean Energy Holdings, LLC | No | 0.43373 | 0.05065
1000429 | 952 | Pennsauken SLF | NJ | Pennsauken | Camden | Public | Pollution Control Financing Authority of Camden County, NJ | 6661070 | 2018 | Yes | 0.64 | 0 | 1023-0 | Shutdown | Project #1 | 2004-12-31 | Electricity | Reciprocating Engine |  | (3) 925 kW Caterpillar 3516 engines | 2.775 | 2.775 | 1.2 | Aluminum Shapes | PPL Corporation | Energy Power Partners | No | 0 | 0
1000429 | 952 | Pennsauken SLF | NJ | Pennsauken | Camden | Public | Pollution Control Financing Authority of Camden County, NJ | 6661070 | 2018 | Yes | 0.64 | 0 | 1023-1 | Operational | Project #1, De-Expansion #1 | 2011-01-01 | Electricity | Reciprocating Engine |  | (2) 925-kW Caterpillar 3516 engines | 1.85 | 1.85 | 0.64 | Aluminum Shapes | PPL Corporation | Energy Power Partners | No | 0.08358 | 0.00976
1007261 | 948 | Salem County SLF | NJ | Alloway | Salem | Public | Salem County Improvement Authority, NJ | 2945323 | 2018 | Yes | 0.792 |  | 1019-0 | Operational | Project #1 | 2008-12-18 | Electricity | Reciprocating Engine |  | (1) GE-Jenbacher JG616 | 1.9 | 1.9 |  | Atlantic Service Electric | DCO Energy, LLC; Marina Energy | Marina Energy | No | 0.08584 | 0.01002
1007261 | 948 | Salem County SLF | NJ | Alloway | Salem | Public | Salem County Improvement Authority, NJ | 2945323 | 2018 | Yes | 0.792 |  | 180976-0 | Operational | Project #2 | 2010-10-17 | Direct | Direct Thermal |  | ~20 cfm LFG fuels glass blowing at college, heats to 2,300 deg, offsets propane use; daily LFG use varies per engine & student fuel needs; also fuels 2 pipe warmers & a "garage" (keeps piece of glass just warm enough for later use) |  |  | 0.003 | Samuel H. Jones Glass Education Center (GEC) | DCO Energy, LLC; Marina Energy |  | No | 0.00026 | 3e-05
1005034 | 949 | Sussex County LF 1-E | NJ | Lafayette | Sussex | Public | Sussex County Municipal Utilities Authority | 1934255 | 2011 | Yes | 0.838 |  | 180970-0 | Operational | Project #2 | 2011-06-01 | Electricity | Reciprocating Engine |  | (2) Caterpillar 3520 engines | 1.5 | 3.2 |  | Jersey Central Power & Light (JCP&L) | Energenic-US, LLC | Marina Energy | No | 0.06777 | 0.00791
1003362 | 10480 | Camino Real Landfill | NM | Sunland Park | Dona Ana | Private | Waste Connections Inc. - Central Region | 14471094 | 2018 | Yes | 1.834 |  | 180900-0 | Operational | Project #1 | 2008-03-01 | Electricity | Reciprocating Engine |  | (1) Caterpillar engine operating, (1) in standby mode | 1.5 | 1.6 | 0.778 | El Paso Electric (TX) | Four Peaks Energy | Four Peaks Energy | No | 0.06777 | 0.00791
1003362 | 10480 | Camino Real Landfill | NM | Sunland Park | Dona Ana | Private | Waste Connections Inc. - Central Region | 14471094 | 2018 | Yes | 1.834 |  | 180900-1 | Operational | Project #1, Expansion #1 | 2018-01-01 | Electricity | Reciprocating Engine |  | 2nd Caterpillar engine began operating |  | 1.6 |  | El Paso Electric (TX) | Four Peaks Energy | Four Peaks Energy | No | 0 | 0
1004341 | 2062 | Cerro Colorado LF | NM | Albuquerque | Bernalillo | Public | City of Albuquerque, EHD, NM | 14128990 | 2018 | Yes | 1.072 |  | 180105-0 | Operational | Project #1 | 2013-06-13 | Direct | Boiler |  | 2-mile pipeline to 3 boilers at county detention center to heat water, part of system pumping the methane is solar-powered |  |  | 0.25 | Bernalillo County Metropolitan Detention Center |  |  | Unknown | 0.02189 | 0.00216
| 2061 | Los Angeles Landfill | NM | Albuquerque | Bernalillo | Public | City of Albuquerque, EHD, NM | 1560846 | 1983 | Yes |  |  | 180134-0 | Operational | Project #2 | 2006-06-01 | Electricity | Microturbine |  | Electricity from microturbine runs LFG extraction system and groundwater remediation system | 0.07 |  |  | Los Angeles Landfill | City of Albuquerque, EHD, NM |  | No | 0.00316 | 0.00037
1004352 | 930 | Apex Regional LF | NV | Las Vegas | Clark | Private | Republic Services, Inc. | 70043580 | 2018 | Yes | 3.652 |  | 1000-0 | Operational | Project #1 | 2012-05-01 | Electricity | Gas Turbine |  | (2) Solar Taurus 60 combustion turbine generators with SCR and inlet air chilling; biogas conditioning system (standard, high-pressure, 2-vessel regenerable gas conditioning skid & carbon polishing skid) removes NMOCs, siloxanes, and moisture | 10.67 |  | 7.2 | NV Energy | CC Landfill Energy | Republic Services, Inc. | No | 0.48207 | 0.05629
1003260 | 931 | Lockwood Regional LF | NV | Sparks | Storey | Private | Waste Management, Inc. | 41898489 | 2018 | Yes | 3.702 | 1.44 | 1001-0 | Operational | Project #1 | 2012-04-09 | Electricity | Reciprocating Engine |  | (2) 20-cylinder, 1,605-hp Caterpillar engines | 2.9 | 3.2 | 1.51 | NV Energy | WM Renewable Energy, LLC | WM Nevada Renewable Energy | Yes | 0.13102 | 0.0153
1004823 | 965 | Al Turi LF | NY | Goshen | Orange | Private | Al Turi Landfill, Incorporated | 5946885 | 2003 | Yes | 0.725 |  | 1036-0 | Shutdown | Project #1 | 1988-01-01 | Electricity | Reciprocating Engine |  | 5 Ruston engine generators initially: (1) 1.2 MW unit and (4) 0.7 MW units | 4 | 4 |  | Orange & Rockland Utilities, Inc. |  | Ameresco, Inc. | No | 0 | 0
1004823 | 965 | Al Turi LF | NY | Goshen | Orange | Private | Al Turi Landfill, Incorporated | 5946885 | 2003 | Yes | 0.725 |  | 1036-1 | Shutdown | Project #1, Expansion #1 & De-Expansion #1 | 1999-01-01 | Electricity | Reciprocating Engine |  | (2) Caterpillar 800 kW engines installed and the Ruston 1.2 MW engine retired | 4.4 |  |  | Orange & Rockland Utilities, Inc. |  | Ameresco, Inc. | No | 0 | 0
1004823 | 965 | Al Turi LF | NY | Goshen | Orange | Private | Al Turi Landfill, Incorporated | 5946885 | 2003 | Yes | 0.725 |  | 1036-2 | Shutdown | Project #1, De-Expansion #2 | 2005-01-01 | Electricity | Reciprocating Engine |  | (1) Caterpillar engine moved and (2) Ruston 0.7 MW engines shut down | 2.2 |  |  | Orange & Rockland Utilities, Inc. | Ameresco, Inc. | Ameresco, Inc. | No | 0 | 0
1004823 | 965 | Al Turi LF | NY | Goshen | Orange | Private | Al Turi Landfill, Incorporated | 5946885 | 2003 | Yes | 0.725 |  | 1036-3 | Operational | Project #1, De-Expansion #3 | 2007-01-01 | Electricity | Reciprocating Engine |  | (1) Caterpillar 800 kW engine | 0.8 | 0.8 | 0.46 | Orange & Rockland Utilities, Inc. | Ameresco, Inc. | Ameresco, Inc. | No | 0.03614 | 0.00422
1004823 | 965 | Al Turi LF | NY | Goshen | Orange | Private | Al Turi Landfill, Incorporated | 5946885 | 2003 | Yes | 0.725 |  | 1036-4 | Operational | Project #1, Re-Expansion #1 | 2011-07-25 | Electricity | Reciprocating Engine |  | (2) Caterpillar 800-kW engines to be restored | 1.6 | 1.6 | 0.92 | Orange & Rockland Utilities, Inc. | Ameresco, Inc. | Ameresco, Inc. | No | 0.07229 | 0.00844
1006276 | 985 | Albany Landfill | NY | Albany | Albany | Public | City of Albany, NY | 9581245 | 2018 | Yes | 3.68 |  | 1057-0 | Operational | Project #1 | 1998-01-01 | Electricity | Reciprocating Engine |  | (2) 950-kW engines | 1.9 | 1.9 | 1 | Niagara Mohawk Power Corporation |  | Fortistar Methane Group | No | 0.08584 | 0.01002
1006276 | 985 | Albany Landfill | NY | Albany | Albany | Public | City of Albany, NY | 9581245 | 2018 | Yes | 3.68 |  | 1057-1 | Operational | Project #1, Expansion #1 | 2008-12-01 | Electricity | Reciprocating Engine |  | (1) 950-kW engine | 0.95 | 0.95 |  | Niagara Mohawk Power Corporation | Fortistar Methane Group | Fortistar Methane Group | No | 0.04292 | 0.00501
1006276 | 985 | Albany Landfill | NY | Albany | Albany | Public | City of Albany, NY | 9581245 | 2018 | Yes | 3.68 |  | 1057-2 | Operational | Project #1, Expansion #2 | 2013-05-15 | Electricity | Reciprocating Engine |  | (2) Caterpillar 3520 engine-generators | 3.2 | 3.2 | 1.7 | Village of Solvay, NY | Fortistar Methane Group | Fortistar Methane Group | No | 0.14458 | 0.01688
1003034 | 1009 | Auburn SLF #1 & #2 | NY | Auburn | Cayuga | Public | City of Auburn, NY | 2838677 | 2018 | Yes | 0.488 |  | 180971-0 | Operational | Project #2 | 2010-01-31 | Electricity | Reciprocating Engine |  | 3 Jenbacher engines in place (2 operating initially), electric generating plant will be fueled by both LFG and WWTP sludge (facility will use an anaerobic digester to convert wastewater sludge into gas to produce electricity) | 2 |  |  | New York State Electric & Gas Corporation (NYSEG) | CH Energy |  | No | 0.09036 | 0.01055
1003033 | 10700 | Ava Landfill | NY | Boonville | Oneida | Public | Oneida-Herkimer Solid Waste Authority, NY | 3108871 | 2018 | Yes | 2.019 |  | 180924-0 | Operational | Project #1 | 2012-05-01 | Electricity | Reciprocating Engine |  | (1) CAT 3520 initially | 1.42 | 1.6 |  | Constellation | WM Renewable Energy, LLC |  | No | 0.06416 | 0.00749
1003033 | 10700 | Ava Landfill | NY | Boonville | Oneida | Public | Oneida-Herkimer Solid Waste Authority, NY | 3108871 | 2018 | Yes | 2.019 |  | 180924-1 | Operational | Project #1, Expansion #1 | 2013-05-01 | Electricity | Reciprocating Engine |  | (1) CAT 3560 | 1.44 | 1.6 |  | Constellation | WM Renewable Energy, LLC |  | No | 0.06506 | 0.0076
1003033 | 10700 | Ava Landfill | NY | Boonville | Oneida | Public | Oneida-Herkimer Solid Waste Authority, NY | 3108871 | 2018 | Yes | 2.019 |  | 180924-2 | Planned | Project #1, Expansion #2 | 2019-12-31 | Electricity | Reciprocating Engine | [6 empty] | WM Renewable Energy, LLC |  | No | 0 | 0
1006196 | 980 | Brookhaven LF | NY | Yaphank | Suffolk | Public | Town of Brookhaven, NY | 8100000 |  | Yes | 0.468 |  | 1052-0 | Shutdown | Project #1 | 1982-12-01 | Electricity | Reciprocating Engine |  | (4) Deutz lean-burn, 4 stroke spark ignition engines (rated at 1,330 kW each; use 450 cfm each) were installed in 1997 to replace original (4) Caterpillar engines damaged in a fire in 1995 | 5.32 | 5.32 | 2.592 | Brookhaven Landfill Energy Corporation; Long Island Power Authority | Wehran Energy Corporation |  | No | 0 | 0
1006196 | 980 | Brookhaven LF | NY | Yaphank | Suffolk | Public | Town of Brookhaven, NY | 8100000 |  | Yes | 0.468 |  | 1052-1 | Operational | Project #1, De-Expansion #1 | 2010-01-01 | Electricity | Reciprocating Engine |  |  | 0.8 |  | 0.432 | Long Island Power Authority | Wehran Energy Corporation |  | No | 0.03614 | 0.00422
1002436 | 996 | Broome County Landfill | NY | Binghamton | Broome | Public | Broome County, NY | 8228140 | 2018 | Yes | 2.221 |  | 1068-0 | Shutdown | Project #1 | 2004-03-13 | Electricity | Reciprocating Engine |  | (2) Caterpillar 399 SITA engines/generators [engines 1 and 2] | 1.3 |  | 0.72 | New York State Electric & Gas Corporation (NYSEG) | Meridian Resources |  | No | 0 | 0
1002436 | 996 | Broome County Landfill | NY | Binghamton | Broome | Public | Broome County, NY | 8228140 | 2018 | Yes | 2.221 |  | 1068-1 | Shutdown | Project #1, Expansion #1 | 2007-01-01 | Electricity | Reciprocating Engine |  | (1) Caterpillar 398 SITA engine/generator added [engine 3] | 0.5 |  |  | New York State Electric & Gas Corporation (NYSEG) | Meridian Resources |  | No | 0 | 0
1002436 | 996 | Broome County Landfill | NY | Binghamton | Broome | Public | Broome County, NY | 8228140 | 2018 | Yes | 2.221 |  | 1068-2 | Operational | Project #1, Expansion #2 | 2008-01-01 | Electricity | Reciprocating Engine |  | (1) Caterpillar 3516 engine/generator added [engine 4] | 0.8 | 0.8 |  | New York State Electric & Gas Corporation (NYSEG) |  |  | Unknown | 0.03614 | 0.00422
1002436 | 996 | Broome County Landfill | NY | Binghamton | Broome | Public | Broome County, NY | 8228140 | 2018 | Yes | 2.221 |  | 1068-3 | Operational | Project #1, Expansion #3 | 2010-01-01 | Electricity | Reciprocating Engine |  | (1) Caterpillar 3516 engine added [engine 4B] | 0.8 | 0.8 |  | New York State Electric & Gas Corporation (NYSEG) |  |  | Unknown | 0.03614 | 0.00422
1002436 | 996 | Broome County Landfill | NY | Binghamton | Broome | Public | Broome County, NY | 8228140 | 2018 | Yes | 2.221 |  | 1068-4 | Operational | Project #1, Expansion #4 | 2012-01-01 | Electricity | Reciprocating Engine |  | (1) Caterpillar 3516 engine added [engine 4C] | 0.8 | 0.8 |  | New York State Electric & Gas Corporation (NYSEG) |  |  | Unknown | 0.03614 | 0.00422
1002436 | 996 | Broome County Landfill | NY | Binghamton | Broome | Public | Broome County, NY | 8228140 | 2018 | Yes | 2.221 |  | 1068-5 | Operational | Project #1, Expansion #5 | 2013-01-01 | Electricity | Reciprocating Engine |  | (2) Caterpillar 3516 engines added [engines 5 and 6] | 1.6 | 1.6 |  | Consolidated Edison Company of New York (CECONY) |  |  | Unknown | 0.07229 | 0.00844
1007617 | 987 | Chaffee LF | NY | Chaffee | Erie | Private | Waste Management, Inc. | 12550993 | 2018 | Yes | 3.806 |  | 1059-0 | Operational | Project #1 | 2007-08-01 | Electricity | Reciprocating Engine |  | (6) Caterpillar 3516 engines | 4.6 | 4.8 | 2.6 | Constellation | WM Renewable Energy, LLC | WM Renewable Energy, LLC | Yes | 0.20783 | 0.02427
1007617 | 987 | Chaffee LF | NY | Chaffee | Erie | Private | Waste Management, Inc. | 12550993 | 2018 | Yes | 3.806 |  | 1059-1 | Operational | Project #1, Expansion #1 | 2009-08-01 | Electricity | Reciprocating Engine |  | (2) Caterpillar 3516 engines | 1.2 | 1.6 | 0.68 | Constellation | WM Renewable Energy, LLC | WM Renewable Energy, LLC | Yes | 0.05422 | 0.00633
1005488 | 990 | Chautauqua County Landfill | NY | Jamestown | Chautauqua | Public | Chautauqua County, NY | 7507370 | 2018 | Yes | 2.751 | 0 | 180850-0 | Operational | Project #2 | 2010-02-12 | Electricity | Reciprocating Engine |  | (4) Caterpillar 3520 engines | 5.2 | 6.4 | 2.7 | ISO - New England; New York Independent System Operator (NYISO) | Chautauqua County, NY; Innovative Energy Systems, LLC | Chautauqua County, NY | Yes | 0.23494 | 0.02743
1005488 | 990 | Chautauqua County Landfill | NY | Jamestown | Chautauqua | Public | Chautauqua County, NY | 7507370 | 2018 | Yes | 2.751 | 0 | 180850-1 | Operational | Project #2, Expansion #1 | 2011-01-01 | Electricity | Reciprocating Engine |  | (2) Caterpillar 3520 engines added | 0 | 3.2 | 0 | ISO - New England; New York Independent System Operator (NYISO) | Chautauqua County, NY; Innovative Energy Systems, LLC | Chautauqua County, NY | Yes | 0 | 0
1005259 | 999 | Clinton County Regional Landfill | NY | Morrisonville | Clinton | Public | Clinton County, NY | 4927827 | 2018 | Yes | 3.02 | 0.42 | 1071-0 | Shutdown | Project #1 | 2008-10-21 | Electricity | Reciprocating Engine |  | (3) Caterpillar 3520s plus (1) Caterpillar 3520 used for back-up and peaking loads only | 4.8 | 4.8 | 2.3 | New York State Electric & Gas Corporation (NYSEG) | Casella Waste Systems, Inc.; Innovative Energy Systems, LLC | Casella Waste Systems, Inc. | Yes | 0 | 0
1005259 | 999 | Clinton County Regional Landfill | NY | Morrisonville | Clinton | Public | Clinton County, NY | 4927827 | 2018 | Yes | 3.02 | 0.42 | 1071-1 | Operational | Project #1, De-Expansion #1 | 2016-01-01 | Electricity | Reciprocating Engine |  | (3) Caterpillar 3520s plus (1) Caterpillar 3520 used for back-up and peaking loads only | 3.6 | 4.8 | 1.73 | New York State Electric & Gas Corporation (NYSEG) | Casella Waste Systems, Inc.; Innovative Energy Systems, LLC | Casella Waste Systems, Inc. | Yes | 0.16265 | 0.01899
1004057 | 989 | DANC Solid Waste Management Facility | NY | Rodman | Jefferson | Public | Development Authority of the North Country (DANC) | 6257658 | 2018 | Yes | 3.37 |  | 1061-0 | Operational | Project #1 | 2008-10-07 | Electricity | Reciprocating Engine |  | (3) engines, siloxane removal system | 4.8 | 4.8 | 2.3 | Niagara Mohawk Power Corporation | Aria Energy, LLC; Innovative Energy Systems, LLC | Innovative/DANC, LLC | No | 0.21686 | 0.02532
1004057 | 989 | DANC Solid Waste Management Facility | NY | Rodman | Jefferson | Public | Development Authority of the North Country (DANC) | 6257658 | 2018 | Yes | 3.37 |  | 1061-1 | Operational | Project #1, Expansion #1 | 2012-04-09 | Electricity | Reciprocating Engine |  | (1) Caterpillar G3520 engine, siloxane removal system | 1.6 | 1.6 | 0.8 | Niagara Mohawk Power Corporation | Aria Energy, LLC; Innovative Energy Systems, LLC | Innovative/DANC, LLC | No | 0.07229 | 0.00844
1003031 | 10900 | Franklin County Regional Landfill | NY | Constable | Franklin | Public | County of Franklin Solid Waste Management Authority | 1794051 | 2018 | Yes | 0.178 |  | 180936-0 | Operational | Project #1 | 2008-01-01 | Direct | Direct Thermal |  | infrared heaters use LFG during cold months |  |  | 0.072 | Franklin County Regional Landfill |  |  | Yes | 0.0063 | 0.00062
1002843 | 966 | Fresh Kills SLF | NY | Staten Island | Richmond | Public | New York City, NY | 135450945 | 2001 | Yes | 3.123 | 0.0953 | 1037-0 | Shutdown | Project #1 | 1982-01-01 | Renewable Natural Gas | Vehicle Fuel | Pipeline Injection | Selexol technology, high Btu gas is typically 972 Btu/scf |  |  | 9.5 | National Grid | Montauk Energy |  | No | 0 | 0
1002843 | 966 | Fresh Kills SLF | NY | Staten Island | Richmond | Public | New York City, NY | 135450945 | 2001 | Yes | 3.123 | 0.0953 | 1037-1 | Shutdown | Project #1, Expansion #1 | 2002-01-01 | Renewable Natural Gas | Vehicle Fuel | Pipeline Injection | creates ~5 mmscfd of processed pipeline quality gas using technology called Selexol by Union Carbide Corporation, high Btu gas is typically 972 Btu/scf |  |  | 4.5 | National Grid | Montauk Energy |  | No | 0 | 0
1002843 | 966 | Fresh Kills SLF | NY | Staten Island | Richmond | Public | New York City, NY | 135450945 | 2001 | Yes | 3.123 | 0.0953 | 1037-2 | Shutdown | Project #1, De-Expansion #1 | 2010-01-01 | Renewable Natural Gas | Vehicle Fuel | Pipeline Injection | creates ~3.5 mmscfd of high Btu gas |  |  | 7.1 | National Grid | Montauk Energy |  | No | 0 | 0
1002843 | 966 | Fresh Kills SLF | NY | Staten Island | Richmond | Public | New York City, NY | 135450945 | 2001 | Yes | 3.123 | 0.0953 | 1037-3 | Shutdown | Project #1, De-Expansion #2 | 2011-01-01 | Renewable Natural Gas | Vehicle Fuel | Pipeline Injection |  |  |  | 6.08 | National Grid | Montauk Energy |  | No | 0 | 0
1002843 | 966 | Fresh Kills SLF | NY | Staten Island | Richmond | Public | New York City, NY | 135450945 | 2001 | Yes | 3.123 | 0.0953 | 1037-4 | Shutdown | Project #1, De-Expansion #3 | 2014-01-01 | Renewable Natural Gas | Vehicle Fuel | Pipeline Injection |  |  |  | 4.26 | National Grid | Montauk Energy |  | No | 0 | 0
1002843 | 966 | Fresh Kills SLF | NY | Staten Island | Richmond | Public | New York City, NY | 135450945 | 2001 | Yes | 3.123 | 0.0953 | 1037-5 | Operational | Project #1, De-Expansion #4 | 2017-01-01 | Renewable Natural Gas | Vehicle Fuel | Pipeline Injection |  |  |  | 3.04 | National Grid | Montauk Energy |  | No | 0.26613 | 0.02399
1004894 | 984 | Fulton County LF | NY | Johnstown | Fulton | Public | Fulton County, NY | 2916877 | 2018 | Yes | 0.854 |  | 1056-0 | Operational | Project #1 | 2010-06-04 | Electricity | Reciprocating Engine |  | (2) Caterpillar G3520 engines | 3.2 | 3.2 | 1.5 | National Grid | Innovative Energy Systems, LLC | Innovative/Fulton, LLC | No | 0.14458 | 0.01688
1007648 | 972 | High Acres LF and Recycling Center | NY | Fairport | Monroe | Private | Waste Management, Inc. | 23192867 | 2018 | Yes | 10.8 |  | 1043-0 | Operational | Project #1 | 1991-01-01 | Electricity | Reciprocating Engine |  | (4) Caterpillar 3516 engines | 3 | 3.2 |  | Constellation | Bio Energy Partners | WM Renewable Energy, LLC | No | 0.13554 | 0.01583
1007648 | 972 | High Acres LF and Recycling Center | NY | Fairport | Monroe | Private | Waste Management, Inc. | 23192867 | 2018 | Yes | 10.8 |  | 1043-1 | Operational | Project #1, Expansion #1 | 2008-03-01 | Electricity | Reciprocating Engine |  | (4) Caterpillar 3520s | 5.7 | 6.4 |  | Constellation | WM Renewable Energy, LLC | WM Renewable Energy, LLC | Yes | 0.25753 | 0.03007
1005258 | 1997 | Hyland LF | NY | Angelica | Allegany | Private | Casella Waste Systems, Inc. | 6231184 | 2018 | Yes | 2.546 | 0.17 | 167082-0 | Operational | Project #1 | 2008-08-28 | Electricity | Reciprocating Engine |  | (3) Caterpillar G3520 engines | 4.8 | 4.8 | 2.376 | New York State Electric & Gas Corporation (NYSEG) | Casella Waste Systems, Inc.; Innovative Energy Systems, LLC | Casella Waste Systems, Inc. | No | 0.21686 | 0.02532
1003029 | 1998 | Madison County Landfill | NY | Canastota | Madison | Public | Madison County, NY | 1919438 | 2018 | Yes | 0.562 |  | 167083-0 | Shutdown | Project #1 | 2009-06-01 | Electricity | Reciprocating Engine |  | (1) Caterpillar 3520 engine | 0.98 | 1.6 |  | Constellation | WM Renewable Energy, LLC |  | No | 0 | 0
1003029 | 1998 | Madison County Landfill | NY | Canastota | Madison | Public | Madison County, NY | 1919438 | 2018 | Yes | 0.562 |  | 167083-1 | Operational | Project #1, Expansion #1 (CHP) | 2010-10-01 | Electricity | Cogeneration |  | waste heat from existing engine jacket heats onsite recycling MRF, scale house & training facility, also provides radiant heat flooring under sidewalks where waste haulers exit vehicles and helps de-ice sidewalks in winter, offsets propane use | 0 | 0 |  | Madison County Landfill (NY) | Madison County, NY |  | Yes | 0 | 0
1003029 | 1998 | Madison County Landfill | NY | Canastota | Madison | Public | Madison County, NY | 1919438 | 2018 | Yes | 0.562 |  | 167083-2 | Operational | Project #1, De-Expansion #1 | 2012-01-01 | Electricity | Reciprocating Engine |  | (1) Caterpillar 3520 engine | 0.71 | 1.6 |  | Constellation | WM Renewable Energy, LLC |  | No | 0.03208 | 0.00375
1002951 | 992 | Mill Seat LF | NY | Bergen | Monroe | Public | Monroe County, NY | 13063164 | 2018 | Yes | 4.68 | 1.224 | 1064-0 | Operational | Project #1 | 2007-07-01 | Electricity | Reciprocating Engine |  | (6) Caterpillar 3516 engines initially | 4.5 | 4.8 | 2.592 | Constellation | WM Renewable Energy, LLC | WM Renewable Energy, LLC | Yes | 0.20331 | 0.02374
1002951 | 992 | Mill Seat LF | NY | Bergen | Monroe | Public | Monroe County, NY | 13063164 | 2018 | Yes | 4.68 | 1.224 | 1064-1 | Operational | Project #1, Expansion #1 | 2009-01-01 | Electricity | Reciprocating Engine |  | (2) Caterpillar 3516 generators | 1.5 | 1.6 | 0.864 | Constellation | WM Renewable Energy, LLC | WM Renewable Energy, LLC | Yes | 0.06777 | 0.00791
1003732 | 993 | Modern Landfill Inc | NY | Youngstown | Niagara | Private | Modern Disposal Services, Inc | 20479358 | 2018 | Yes | 6.07 |  | 1065-0 | Shutdown | Project #1 | 2001-06-01 | Electricity | Cogeneration |  | (7) Caterpillar G3516 engines; heat captured from jacket water and engine exhaust is used for operations at a 12-acre hydroponic greenhouse for growing tomatoes | 5.6 | 5.6 | 3.3 | H2Gro Greenhouses; Niagara Mohawk Power Corporation | Aria Energy, LLC; Model City Energy, LLC | Aria Energy, LLC; Model City Energy, LLC | No | 0 | 0
1003732 | 993 | Modern Landfill Inc | NY | Youngstown | Niagara | Private | Modern Disposal Services, Inc | 20479358 | 2018 | Yes | 6.07 |  | 1065-1 | Shutdown | Project #1, Expansion #1 | 2006-02-09 | Electricity | Cogeneration |  | (4) Caterpillar 3520 engines; heat captured from jacket water and engine exhaust is used for operations at a 12-acre hydroponic greenhouse for growing tomatoes | 6.4 | 6.4 | 3.1 | H2Gro Greenhouses; Niagara Mohawk Power Corporation | Aria Energy, LLC; Modern Innovative Energy, LLC | Aria Energy, LLC; Modern Innovative Energy, LLC | No | 0 | 0
1003732 | 993 | Modern Landfill Inc | NY | Youngstown | Niagara | Private | Modern Disposal Services, Inc | 20479358 | 2018 | Yes | 6.07 |  | 1065-2 | Operational | Project #1, De-Expansion #1 | 2016-07-01 | Electricity | Reciprocating Engine |  | (3) Caterpillar 3520 engines | 4.8 | 4.8 | 2.3 | H2Gro Greenhouses; Niagara Mohawk Power Corporation | Aria Energy, LLC; Modern Innovative Energy, LLC | Aria Energy, LLC; Modern Innovative Energy, LLC | No | 0.21686 | 0.02532
1003732 | 993 | Modern Landfill Inc | NY | Youngstown | Niagara | Private | Modern Disposal Services, Inc | 20479358 | 2018 | Yes | 6.07 |  | 1065-3 | Operational | Project #1, De-Expansion #2 | 2017-12-01 | Electricity | Reciprocating Engine |  | (7) Caterpillar G3516 engines | 5.6 | 5.6 | 3.3 | H2Gro Greenhouses; Niagara Mohawk Power Corporation | Aria Energy, LLC; Model City Energy, LLC | Aria Energy, LLC; Model City Energy, LLC | No | 0.25301 | 0.02954
1008011 | 971 | Monroe Livingston SLF | NY | Scottsville | Livingston | Private | Waste Management, Inc. | 5212000 |  | Yes | 0.679 |  | 1042-0 | Shutdown | Project #1 | 1988-12-01 | Electricity | Reciprocating Engine |  | (4) Caterpillar G3516s | 3.2 |  |  | Constellation | Bio Energy Partners | WM Renewable Energy, LLC | No | 0 | 0
1008011 | 971 | Monroe Livingston SLF | NY | Scottsville | Livingston | Private | Waste Management, Inc. | 5212000 |  | Yes | 0.679 |  | 1042-1 | Shutdown | Project #1, De-Expansion #1 | 2001-01-01 | Electricity | Reciprocating Engine |  | (3) Caterpillar G3516s | 1.85 | 2.4 |  | Constellation | Bio Energy Partners | WM Renewable Energy, LLC | No | 0 | 0
1008011 | 971 | Monroe Livingston SLF | NY | Scottsville | Livingston | Private | Waste Management, Inc. | 5212000 |  | Yes | 0.679 |  | 1042-2 | Shutdown | Project #1, De-Expansion #2 | 2008-01-01 | Electricity | Reciprocating Engine |  | (2) Caterpillar G3516s | 1.26 | 1.6 |  | Constellation | Bio Energy Partners | WM Renewable Energy, LLC | No | 0 | 0
1008011 | 971 | Monroe Livingston SLF | NY | Scottsville | Livingston | Private | Waste Management, Inc. | 5212000 |  | Yes | 0.679 |  | 1042-3 | Operational | Project #1, De-Expansion #3 | 2013-01-01 | Electricity | Reciprocating Engine |  | (2) Caterpillar G3516s | 0.9 | 1.6 | 0.57 | Constellation | Bio Energy Partners | WM Renewable Energy, LLC | No | 0.04066 | 0.00475
1003028 | 982 | New Bath Landfill | NY | Bath | Steuben | Public | Steuben County, NY | 3446422 | 2018 | Yes | 1.2 |  | 1054-0 | Operational | Project #1 | 2010-11-02 | Electricity | Reciprocating Engine |  | (2) Caterpillar 3520 engines | 3.2 | 3.2 | 1.22 | Steuben Rural Electric Cooperative, Inc. (SREC) | Casella Waste Systems, Inc.; Innovative Energy Systems, LLC; Steuben Rural Electric Cooperative, Inc. (SREC) | Steuben Rural Electric Cooperative, Inc. (SREC) | No | 0.14458 | 0.01688
1005257 | 1006 | Ontario County SLF | NY | Stanley | Ontario | Public | Ontario County, NY | 15531609 | 2018 | Yes | 6.54 |  | 1078-0 | Operational | Project #1 | 2003-10-15 | Electricity | Reciprocating Engine |  | (4) Caterpillar G3516 16-cylinder internal combustion engines driving four generators to produce about 3.2 MW, engines run 24/7, unique glycol washing & filtering system | 3.2 | 3.2 | 1.9 | New York State Electric & Gas Corporation (NYSEG) | Aria Energy, LLC; Innovative Energy Systems, LLC | Seneca Energy II, LLC | No | 0.14458 | 0.01688
1005257 | 1006 | Ontario County SLF | NY | Stanley | Ontario | Public | Ontario County, NY | 15531609 | 2018 | Yes | 6.54 |  | 1078-1 | Operational | Project #1, Expansion #1 | 2005-06-29 | Electricity | Reciprocating Engine |  | (3) Caterpillar G3516 engines run 24/7, unique glycol washing & filtering system | 2.4 | 2.4 | 1.4 | New York State Electric & Gas Corporation (NYSEG) | Aria Energy, LLC; Innovative Energy Systems, LLC | Seneca Energy II, LLC | No | 0.10843 | 0.01266
1005257 | 1006 | Ontario County SLF | NY | Stanley | Ontario | Public | Ontario County, NY | 15531609 | 2018 | Yes | 6.54 |  | 1078-2 | Operational | Project #1, Expansion #2 | 2010-11-25 | Electricity | Reciprocating Engine |  | (1) Caterpillar G3516 engine | 0.8 | 0.8 | 0.5 | New York State Electric & Gas Corporation (NYSEG) | Aria Energy, LLC; Innovative Energy Systems, LLC | Seneca Energy II, LLC | No | 0.03614 | 0.00422
1005257 | 1006 | Ontario County SLF | NY | Stanley | Ontario | Public | Ontario County, NY | 15531609 | 2018 | Yes | 6.54 |  | 1078-3 | Operational | Project #1, Expansion #3 | 2013-03-01 | Electricity | Reciprocating Engine |  | (3) Caterpillar G3520 engines | 4.8 | 4.8 | 2.3 | New York State Electric & Gas Corporation (NYSEG) | Aria Energy, LLC; Innovative Energy Systems, LLC | Seneca Energy II, LLC | No | 0.21686 | 0.02532
1005257 | 1006 | Ontario County SLF | NY | Stanley | Ontario | Public | Ontario County, NY | 15531609 | 2018 | Yes | 6.54 |  | 180964-0 | Operational | Project #2 | 2008-03-01 | Direct | Boiler |  | pipeline carries LFG to small package boiler that runs on NG or LFG, in 4000 ft2 administrative office adjacent to the landfill |  |  | 0.009 | Casella Waste Systems, Inc. | Casella Waste Systems, Inc. | Casella Waste Systems, Inc. | Yes | 0.00079 | 8e-05
| 1027 | Saratoga Springs LF | NY | Saratoga Springs | Saratoga | Public | City of Saratoga Springs, NY | 2129596 |  | Yes |  |  | 1099-0 | Operational | Project #1 | 1998-01-01 | Electricity | Cogeneration |  | Cogeneration equipment provides electricity to run the skating rink's ice-making equipment, waste heat from the generator's engine provides heat for the building and domestic hot water | 1 |  |  | City of Saratoga Springs, NY | City of Saratoga Springs, NY |  | Yes | 0.04518 | 0.00528
1004042 | 981 | Seneca Meadows SWMF | NY | Waterloo | Seneca | Private | Waste Connections, Inc. | 45013302 | 2018 | Yes | 18.739 |  | 1053-0 | Operational | Project #1 and Expansion #1 | 1996-03-01 | Electricity | Reciprocating Engine |  | (5) G3516 Caterpillar engines, each rated at 1,200 hp (800 kW) | 4 | 4 | 2.38 | New York State Electric & Gas Corporation (NYSEG) | Aria Energy, LLC; Innovative Energy Systems, LLC | Seneca Energy II, LLC | No | 0.18072 | 0.0211
1004042 | 981 | Seneca Meadows SWMF | NY | Waterloo | Seneca | Private | Waste Connections, Inc. | 45013302 | 2018 | Yes | 18.739 |  | 1053-1 | Operational | Project #1, Expansion #2 | 1997-06-01 | Electricity | Reciprocating Engine |  | (2) G3516 Caterpillar engines, each rated at 1,200 hp (800 kW) | 1.6 | 1.6 | 0.8 | New York State Electric & Gas Corporation (NYSEG) | Aria Energy, LLC; Innovative Energy Systems, LLC | Seneca Energy II, LLC | No | 0.07229 | 0.00844
1004042 | 981 | Seneca Meadows SWMF | NY | Waterloo | Seneca | Private | Waste Connections, Inc. | 45013302 | 2018 | Yes | 18.739 |  | 1053-2 | Operational | Project #1, Expansion #3 | 1998-06-01 | Electricity | Reciprocating Engine |  | (7) G3516 Caterpillar engines, each rated at 1,200 hp (800 kW) | 5.6 | 5.6 | 3.3 | New York State Electric & Gas Corporation (NYSEG) | Aria Energy, LLC; Innovative Energy Systems, LLC | Seneca Energy II, LLC | No | 0.25301 | 0.02954
1004042 | 981 | Seneca Meadows SWMF | NY | Waterloo | Seneca | Private | Waste Connections, Inc. | 45013302 | 2018 | Yes | 18.739 |  | 1053-3 | Operational | Project #1, Expansion #4 | 2007-01-18 | Electricity | Reciprocating Engine |  | (4) Caterpillar 3520 engines | 6.4 | 6.4 | 3 | New York State Electric & Gas Corporation (NYSEG) | Aria Energy, LLC; Innovative Energy Systems, LLC | Seneca Energy II, LLC | No | 0.28915 | 0.03376
1004042 | 981 | Seneca Meadows SWMF | NY | Waterloo | Seneca | Private | Waste Connections, Inc. | 45013302 | 2018 | Yes | 18.739 |  | 181144-0 | Operational | Project #2 | 2014-03-03 | Renewable Natural Gas | Vehicle Fuel | Pipeline Injection | LFG-to-RNG plant; initially 3,000 cfm LFG inlet / 1,425 cfm RNG outlet; design capacity is 6,000 cfm LFG inlet; uses Air Liquide-MEDAL system; end uses of piped gas include electricity generation at NG power plant and by fuel cells, CNG production |  |  | 4.32 | BP Energy Company; Sacramento Municipal Utility District (SMUD) | Aria Energy, LLC; Innovative Energy Systems, LLC | Seneca Energy II, LLC | No | 0.37818 | 0.03409
1004042 | 981 | Seneca Meadows SWMF | NY | Waterloo | Seneca | Private | Waste Connections, Inc. | 45013302 | 2018 | Yes | 18.739 |  | 181144-1 | Operational | Project #2, Expansion #1 | 2016-12-31 | Renewable Natural Gas | Vehicle Fuel | Pipeline Injection | LFG-to-RNG plant; design capacity is 6,000 cfm LFG inlet; uses Air Liquide-MEDAL system; end use of RNG is to create vehicle fuel |  |  | 4.32 | BP Energy Company | Aria Energy, LLC | Seneca Energy II, LLC | No | 0.37818 | 0.03409
1005155 | 988 | Town of Colonie SLF | NY | Cohoes | Albany | Public | Town of Colonie, NY | 7898802 | 2018 | Yes | 1.98 | 0 | 1060-0 | Operational | Project #1 | 2006-03-09 | Electricity | Reciprocating Engine |  | (3) 3520 Caterpillar engines | 3.82 | 4.8 | 1.98 | National Grid | Aria Energy, LLC; Innovative Energy Systems, LLC | Aria Energy, LLC; Colonie, LLC; Innovative Energy Systems, LLC | No | 0.17259 | 0.02015
1005155 | 988 | Town of Colonie SLF | NY | Cohoes | Albany | Public | Town of Colonie, NY | 7898802 | 2018 | Yes | 1.98 | 0 | 1060-1 | Operational | Project #1, Expansion #1 | 2016-06-30 | Electricity | Reciprocating Engine |  | (1) CAT 3520 | 0 | 1.6 |  | National Grid | Aria Energy, LLC | Colonie, LLC; Innovative Energy Systems, LLC | No | 0 | 0
| 1030 | Troy SLF | NY | Troy | Rensselaer | Public | City of Troy, NY | 1500000 |  | Yes | 0.36 |  | 1102-0 | Operational | Project #1 | 2004-03-01 | Electricity | Cogeneration |  | 3,100-ft pipeline to 825 kW internal combustion generator, also two 1.35 MW units & one 770 kW unit firing NG & one 2.25 MW diesel unit as backup; waste heat powers a heating/air conditioning system; LFG is blended with another fuel | 0.825 | 0.825 | 0.36 | Hudson Valley Community College (HVCC) | Siemens Building Technologies, Inc. |  | No | 0.03727 | 0.00435
1006088 | 1197 | Akron Regional Landfill | OH | Akron | Summit | Public | City of Akron, OH | 6771969 | 2002 | Yes | 0.381 | 0.245 | 200378-0 | Shutdown | Project #2 | 2012-08-01 | Electricity | Reciprocating Engine |  | LFG piped 3,000 feet to WRF to Waukesha APG 1000 (42% energy efficiency); WWTP also uses gas from AD system, together with LFG WWTP generates 95% of its energy on site | 0.59 | 1.1 |  | City of Akron Water Reclamation Facility | Hull & Associates, Inc. |  | No | 0 | 0
1006088 | 1197 | Akron Regional Landfill | OH | Akron | Summit | Public | City of Akron, OH | 6771969 | 2002 | Yes | 0.381 | 0.245 | 200378-1 | Operational | Project #2, De-Expansion #1 | 2017-01-01 | Electricity | Reciprocating Engine |  | LFG piped 3,000 feet to WRF to Waukesha APG 1000 (42% energy efficiency); WWTP also uses gas from AD system, together with LFG WWTP generates 95% of its energy on site | 0.32 | 1.1 | 0.177 | City of Akron Water Reclamation Facility | Hull & Associates, Inc. |  | No | 0.01446 | 0.00169
1007722 | 1195 | American LF | OH | Waynesburg | Stark | Private | Waste Management, Inc. | 34358723 | 2018 | Yes | 4.48 |  | 1269-0 | Shutdown | Project #1, Medium-Btu | 2004-04-01 | Direct | Medium Btu |  | injecting LFG into a NG reserve w/o first separating the CO2 |  |  | 4.1 | Dominion Energy Ohio | Toro Energy, Inc. | Horizon LFG, Inc. | No | 0 | 0
1007722 | 1195 | American LF | OH | Waynesburg | Stark | Private | Waste Management, Inc. | 34358723 | 2018 | Yes | 4.48 |  | 1269-1 | Shutdown | Project #1, High-Btu | 2014-01-01 | Renewable Natural Gas | Vehicle Fuel | Pipeline Injection | CO2 removal added to existing medium-Btu project in 2014; produces gas at about 850 Btu so product is blended with NG at Dominion blending plant before going into NG pipeline; CNG fuel |  |  | 4.7 | Dominion Energy Ohio | WM Renewable Energy, LLC | WM Renewable Energy, LLC | Yes | 0 | 0
1007722 | 1195 | American LF | OH | Waynesburg | Stark | Private | Waste Management, Inc. | 34358723 | 2018 | Yes | 4.48 |  | 1269-2 | Operational | Project #1, High-Btu, De-Expansion #1 | 2015-01-01 | Renewable Natural Gas | Vehicle Fuel | Pipeline Injection | CO2 removal added to existing medium-Btu project in 2014; produces gas at about 850 Btu so product is blended with NG at Dominion blending plant before going into NG pipeline; CNG fuel |  |  | 2.65 | Dominion Energy Ohio | WM Renewable Energy, LLC | WM Renewable Energy, LLC | Yes | 0.23199 | 0.02091
1006777 | 12061 | Apex Sanitary Landfill | OH | Amsterdam | Jefferson | Private | Apex Environmental LLC | 17297207 | 2018 | Yes | 5.68 |  | 181088-0 | Operational | Project #1 | 2018-08-14 | Renewable Natural Gas | Vehicle Fuel | Pipeline Injection | designed for 5.2 mmscfd inlet, Air Liquide CO2 membrane separation |  |  | 2.11 | Utica Gas Services, LLC | Montauk Energy | Montauk Energy | No | 0.18471 | 0.01665
1003102 | 1187 | Carbon Limestone LF | OH | Lowellville | Mahoning | Private | Republic Services, Inc. | 36390143 | 2018 | Yes | 9.9319 | 0.60933 | 1261-0 | Operational | Project #1 | 2001-12-13 | Electricity | Reciprocating Engine |  | (11) 1400 bkW (14.0 million Btu/hr) Deutz TBG 620 V16K internal combustion engines operating initially (14 installed) | 9.6 | 15.4 |  | American Municipal Power, Inc. | Energy Developments, Inc |  | No | 0.43373 | 0.05065
1003102 | 1187 | Carbon Limestone LF | OH | Lowellville | Mahoning | Private | Republic Services, Inc. | 36390143 | 2018 | Yes | 9.9319 | 0.60933 | 1261-1 | Operational | Project #1, Expansion #1 | 2004-01-01 | Electricity | Reciprocating Engine |  | (3) remaining originally installed 1400 bkW (14.0 million Btu/hr) Deutz TBG 620 V16K internal combustion engines | 2.6 | 4.2 |  | American Municipal Power, Inc. | Energy Developments, Inc |  | No | 0.11747 | 0.01372
1003102 | 1187 | Carbon Limestone LF | OH | Lowellville | Mahoning | Private | Republic Services, Inc. | 36390143 | 2018 | Yes | 9.9319 | 0.60933 | 1261-2 | Operational | Project #1, Expansion #2 | 2011-03-01 | Electricity | Reciprocating Engine |  | (2) 1400 bkW (14.0 MMBtu/hr) Duetz TBG 620 V16K engines | 1.75 | 2.8 |  | American Municipal Power, Inc. | Energy Developments, Inc |  | No | 0.07906 | 0.00923
1003102 | 1187 | Carbon Limestone LF | OH | Lowellville | Mahoning | Private | Republic Services, Inc. | 36390143 | 2018 | Yes | 9.9319 | 0.60933 | 1261-3 | Operational | Project #1, Expansion #3 | 2012-01-01 | Electricity | Reciprocating Engine |  | (2) CAT G3520C (2,233 hp) engines | 2 | 3.2 |  | American Municipal Power, Inc. | Energy Developments, Inc |  | No | 0.09036 | 0.01055
1002480 | 1184 | Cherokee Run Landfill, Inc. | OH | Bellefontaine | Logan | Private | Republic Services, Inc. | 14115831 | 2018 | Yes | 4.68 |  | 180946-0 | Operational | Project #2 | 2009-03-01 | Electricity | Reciprocating Engine |  | (3) Caterpillar 3520s | 4.8 | 4.8 | 2.4 | Exelon Power | APTIM; DTE Biomass Energy | Bellefontaine Gas Producers (partnership between APTIM and DTE Biomass Energy) | No | 0.21686 | 0.02532
1006103 | 1172 | Erie County SLF | OH | Milan | Erie | Public | Erie County, OH | 4648740 | 2018 | Yes | 1.042 | 0 | 1246-0 | Operational | Project #1 | 2010-04-07 | Electricity | Reciprocating Engine |  | Caterpillar 1.6-MW engine | 1.55 | 1.6 |  | American Municipal Power, Inc.; City of Oberlin, OH | Bio-Gas Technologies, Ltd. |  | No | 0.07003 | 0.00818
1006103 | 1172 | Erie County SLF | OH | Milan | Erie | Public | Erie County, OH | 4648740 | 2018 | Yes | 1.042 | 0 | 1246-1 | Operational | Project #1, Expansion #1 | 2013-01-01 | Electricity | Reciprocating Engine |  |  | 0.6 | 0.8 |  | American Municipal Power, Inc. | Bio-Gas Technologies, Ltd. |  | No | 0.02711 | 0.00317
1007723 | 1202 | Evergreen Recycling & Disposal LF | OH | Northwood | Wood | Private | Waste Management, Inc. | 14293808 | 2018 | Yes | 3.35 | 0.046 | 180201-0 | Operational | Project #2 | 2001-09-01 | Direct | Direct Thermal |  |  |  |  | 2.2 | Toledo Refinery | Toro Energy, Inc. | WM Renewable Energy, LLC | No | 0.19259 | 0.01902
1003787 | 1175 | Franklin County SLF | OH | Grove City | Franklin | Public | Solid Waste Authority of Central Ohio, OH | 24374126 | 2018 | Yes | 8.143 | 0 | 200849-0 | Operational | Project #3 | 2014-02-01 | Renewable Natural Gas | Vehicle Fuel | Pipeline Injection | pipeline quality gas is injected into nearby natural gas pipeline for sale to power company in CA, not at full capacity initially, piped gas is used in transportation sector; membrane separation system and PSA |  |  | 2.4 | Columbia Gas of Ohio, Inc.; Sacramento Municipal Utility District (SMUD) | Aria Energy, LLC |  | No | 0.2101 | 0.01894
1003787 | 1175 | Franklin County SLF | OH | Grove City | Franklin | Public | Solid Waste Authority of Central Ohio, OH | 24374126 | 2018 | Yes | 8.143 | 0 | 200849-1 | Operational | Project #3, Expansion #1 | 2015-12-31 | Renewable Natural Gas | Vehicle Fuel | Pipeline Injection | pipeline quality gas is injected into nearby natural gas pipeline for sale to power company in CA, piped gas is used in transportation sector; membrane separation system and PSA |  |  | 4.4 | Columbia Gas of Ohio, Inc.; Sacramento Municipal Utility District (SMUD) | Aria Energy, LLC |  | No | 0.38518 | 0.03472
1003787 | 1175 | Franklin County SLF | OH | Grove City | Franklin | Public | Solid Waste Authority of Central Ohio, OH | 24374126 | 2018 | Yes | 8.143 | 0 | 200849-2 | Operational | Project #3, Expansion #2 | 2018-01-01 | Renewable Natural Gas | Vehicle Fuel | Pipeline Injection | pipeline quality gas is injected into nearby natural gas pipeline for sale to power company in CA, piped gas is used in transportation sector; membrane separation system and PSA |  |  | 1 | BP Energy Company | Aria Energy, LLC |  | No | 0.08754 | 0.00789
1003392 | 1159 | Geneva Landfill | OH | Geneva | Ashtabula | Private | Waste Management, Inc. | 5654598 | 2018 | Yes | 1.98 |  | 1233-0 | Operational | Project #1 | 2013-04-01 | Electricity | Reciprocating Engine |  | (5) Caterpillar 3516s | 2.6 | 4 | 1.44 | City of Oberlin, OH | WM Renewable Energy, LLC | WM Renewable Energy, LLC | Yes | 0.11747 | 0.01372
1003638 | 1179 | Hancock County Sanitary LF | OH | Findlay | Hancock | Public | Hancock County, OH | 3000000 | 2014 | Yes | 1.66 |  | 1253-0 | Operational | Project #1 | 2014-08-27 | Electricity | Reciprocating Engine |  | (4) re-built Caterpillar 3516 engine generator sets | 3.2 | 3.2 | 1.584 | Hancock-Wood Electric Cooperative | Granger Energy |  | No | 0.14458 | 0.01688
1005878 | 1908 | Lake County SWF | OH | Painesville | Lake | Public | Lake County, OH | 8502117 | 2018 | Yes | 1.122 | 0 | 166959-0 | Shutdown | Project #1 | 1999-10-01 | Direct | Boiler |  | retrofitted boiler ~3 miles from landfill at fatty acid/glycerin plant |  |  | 2.016 | Twin Rivers Technologies | Granger Energy |  | No | 0 | 0
1005878 | 1908 | Lake County SWF | OH | Painesville | Lake | Public | Lake County, OH | 8502117 | 2018 | Yes | 1.122 | 0 | 166959-1 | Operational | Project #1, De-Expansion #1 | 2008-01-01 | Direct | Boiler |  | LFG piped 3 miles to (4) boilers |  |  | 1.152 | Hardy Industrial Technologies, LLC | Granger Energy |  | No | 0.10085 | 0.00996
1005878 | 1908 | Lake County SWF | OH | Painesville | Lake | Public | Lake County, OH | 8502117 | 2018 | Yes | 1.122 | 0 | 180968-0 | Operational | Project #2 | 2009-01-01 | Direct | Boiler |  | (2) boilers |  |  | 1.584 | Nova Chemicals, Inc. | Granger Energy |  | No | 0.13867 | 0.01369
1007969 | 2429 | Lorain County Landfill I & II | OH | Oberlin | Lorain | Private | Republic Services, Inc. | 40253864 | 2018 | Yes | 11.76 |  | 1259-0 | Operational | Project #1 | 2001-12-03 | Electricity | Reciprocating Engine |  | (6) Deutz engines | 8.1 | 8.1 | 4.5 | American Municipal Power, Inc. | Energy Developments, Inc | Energy Developments, Inc | No | 0.36596 | 0.04273
1007969 | 2429 | Lorain County Landfill I & II | OH | Oberlin | Lorain | Private | Republic Services, Inc. | 40253864 | 2018 | Yes | 11.76 |  | 1259-1 | Operational | Project #1, Expansion #1 | 2003-07-01 | Electricity | Reciprocating Engine |  | (2) additional Deutz engines | 2.7 | 2.7 | 1.5 | American Municipal Power, Inc. | Energy Developments, Inc | Energy Developments, Inc | No | 0.12199 | 0.01424
1007969 | 2429 | Lorain County Landfill I & II | OH | Oberlin | Lorain | Private | Republic Services, Inc. | 40253864 | 2018 | Yes | 11.76 |  | 1259-2 | Operational | Project #1, Expansion #2 | 2011-01-01 | Electricity | Reciprocating Engine |  | (10) Caterpillar 3520s | 16 | 16 |  | American Municipal Power, Inc. | Energy Developments, Inc | Energy Developments, Inc | No | 0.72288 | 0.08441
1007756 | 2243 | Mahoning LF | OH | New Springfield | Mahoning | Private | Waste Management, Inc. | 7038243 | 2018 | Yes | 2.028 | 0.238 | 180331-0 | Operational | Project #1 | 2013-02-15 | Electricity | Reciprocating Engine |  | (5) CAT 3516 engines running initially (6 installed) | 3.7 | 4 | 1.79 | City of Oberlin, OH | WM Renewable Energy, LLC | WM Renewable Energy, LLC | No | 0.16717 | 0.01952
1007756 | 2243 | Mahoning LF | OH | New Springfield | Mahoning | Private | Waste Management, Inc. | 7038243 | 2018 | Yes | 2.028 | 0.238 | 180331-1 | Future Potential | Project #1, Expansion #1 |  | Electricity | Reciprocating Engine |  | (1) CAT 3516 engine |  | 0.8 |  |  | WM Renewable Energy, LLC | WM Renewable Energy, LLC | Yes | 0 | 0
1003390 | 1977 | North Sanitary Landfill | OH | Dayton | Montgomery | Private | Waste Management, Inc. | 6150000 |  | Yes | 0.77 |  | 167062-0 | Operational | Combination Project | 2003-05-01 | Renewable Natural Gas | Vehicle Fuel | Pipeline Injection | gas processing equipment removes CO2 to produce methane meeting NG pipeline quality specifications; uses Kryosol Solvent technology; gas used down the pipeline for vehicle fuel; CNG fuel |  |  | 2.672 | DTE Energy; Los Angeles Department of Water & Power (LADWP); Shell Energy North America | DTE Biomass Energy |  | No | 0.11696 | 0.01054
1004484 | 1189 | Ottawa County LF | OH | Port Clinton | Ottawa | Private | Republic Services, Inc. | 10544435 | 2018 | Yes | 1.677 |  | 1263-0 | Operational | Project #1 | 2001-04-01 | Electricity | Reciprocating Engine |  | (2) Deutz engines | 2.7 | 2.7 |  | American Municipal Power, Inc. | Energy Developments, Inc |  | No | 0.12199 | 0.01424
1004484 | 1189 | Ottawa County LF | OH | Port Clinton | Ottawa | Private | Republic Services, Inc. | 10544435 | 2018 | Yes | 1.677 |  | 1263-1 | Shutdown | Project #1, Expansion #1 | 2004-01-01 | Electricity | Reciprocating Engine |  | 1 engine | 1.35 |  |  | American Municipal Power, Inc. | Energy Developments, Inc |  | No | 0 | 0
1002425 | 1163 | Rumpke Brown County Landfill | OH | Georgetown | Brown | Private | Rumpke | 7725096 | 2017 | Yes | 2.661 |  | 1237-0 | Operational | Project #1 | 2017-07-13 | Electricity | Reciprocating Engine |  | (3) Caterpillar 3520 engines at 1.6 MW each | 4.8 | 4.8 |  | American Municipal Power, Inc. | Energy Developments, Inc | Energy Developments, Inc | No | 0.21686 | 0.02532
1004856 | 1177 | Rumpke SLF, Inc. | OH | Cincinnati | Hamilton | Private | Rumpke | 58569482 | 2017 | Yes | 15 |  | 1251-0 | Operational | Project #1 | 1986-01-01 | Renewable Natural Gas | Vehicle Fuel | Pipeline Injection | LFG blended with NG for delivery to NG customers; Pretreatment: non-methane hydrocarbon removal via chilling & activated carbon absorption, 2 compressors driven by 700 HP electric motors, uses QuestAir pressure swing absorption technology |  |  | 6 | Duke Energy; Los Angeles Department of Water & Power (LADWP); Shell Energy North America | GSF Energy; Montauk Energy |  | No | 0.52525 | 0.04734
1004856 | 1177 | Rumpke SLF, Inc. | OH | Cincinnati | Hamilton | Private | Rumpke | 58569482 | 2017 | Yes | 15 |  | 1251-1 | Operational | Project #1, Expansion #1 | 1995-01-01 | Renewable Natural Gas | Vehicle Fuel | Pipeline Injection | LFG blended with NG for delivery to NG customers; Pretreatment: non-methane hydrocarbon removal via chilling & activated carbon absorption, 2 compressors driven by 700 HP electric motors, uses QuestAir pressure swing absorption technology |  |  | 3 | Duke Energy; Los Angeles Department of Water & Power (LADWP); Shell Energy North America | GSF Energy; Montauk Energy |  | No | 0.26263 | 0.02367
1004856 | 1177 | Rumpke SLF, Inc. | OH | Cincinnati | Hamilton | Private | Rumpke | 58569482 | 2017 | Yes | 15 |  | 1251-2 | Operational | Project #1, Expansion #2 | 2007-06-11 | Renewable Natural Gas | Vehicle Fuel | Pipeline Injection | LFG blended with NG for delivery to NG customers; Pretreatment: non-methane hydrocarbon removal via chilling & activated carbon absorption, 2 compressors driven by 700 HP electric motors, uses QuestAir pressure swing absorption technology |  |  | 6 | Duke Energy; Los Angeles Department of Water & Power (LADWP); Shell Energy North America | GSF Energy; Montauk Energy |  | No | 0.52525 | 0.04734
1007811 | 1941 | Stony Hollow Landfill Inc. | OH | Dayton | Montgomery | Private | Waste Management, Inc. | 11761399 | 2018 | Yes | 4.283 |  | 167062-0 | Operational | Combination Project | 2003-05-01 | Renewable Natural Gas | Vehicle Fuel | Pipeline Injection | gas processing equipment removes CO2 to produce methane meeting NG pipeline quality specifications; uses Kryosol Solvent technology; gas used down the pipeline for vehicle fuel; CNG fuel |  |  | 2.672 | DTE Energy; Los Angeles Department of Water & Power (LADWP); Shell Energy North America | DTE Biomass Energy |  | No | 0.11696 | 0.01054
1003661 | 2247 | Suburban South R&D | OH | Glenford | Perry | Private | Waste Management, Inc. | 13510355 | 2018 | Yes | 2.71 |  | 180335-0 | Shutdown | Project #1 | 2011-01-01 | Electricity | Reciprocating Engine |  | (7) 800-kW Caterpillar 3516s | 4.9 | 5.6 |  | Buckeye Power, Inc. | WM Renewable Energy, LLC |  | Yes | 0 | 0
1003661 | 2247 | Suburban South R&D | OH | Glenford | Perry | Private | Waste Management, Inc. | 13510355 | 2018 | Yes | 2.71 |  | 180335-1 | Operational | Project #1, De-Expansion #1 | 2013-01-01 | Electricity | Reciprocating Engine |  | (7) 800-kW Caterpillar 3516s | 3.6 | 5.6 |  | Buckeye Power, Inc. | WM Renewable Energy, LLC |  | Yes | 0.16265 | 0.01899
| 1164 | Tremont LF | OH | Springfield | Clark | Private | Danis | 4720924 |  | Yes | 2.039 |  | 1238-0 | Operational | Project #1 | 2002-09-04 | Direct | Boiler |  | LFG used directly for combustion units including: human comfort boiler, process ovens, process heaters, and air pollution abatement unit |  |  | 0.5082 | International Truck and Engine Corporation - Springfield Operations | Custer Services, Inc.; Springfield Gas |  | No | 0.04449 | 0.00439
1002552 | 12142 | American Environmental Landfill | OK | Sand Springs | Osage | Private | American Environmental Landfill, Inc. | 8635149 | 2018 | Yes | 1.94 | 0.36 | 181113-0 | Operational | Project #1 | 2013-04-17 | Electricity | Reciprocating Engine |  | (2) Caterpillar 3520 engines | 3.2 | 3.2 | 1.58 | Oklahoma Municipal Power Authority | Montauk Energy |  | No | 0.14458 | 0.01688
1007624 | 1226 | Oklahoma City Landfill | OK | Oklahoma City | Oklahoma | Private | Waste Connections Inc. - Central Region | 13460690 | 2018 | Yes | 3.168 |  | 1301-0 | Operational | Project #1 | 2008-05-01 | Renewable Natural Gas | Vehicle Fuel | Pipeline Injection | 3 mmscfd facility removes water, H2S, and organic compounds from the LFG, then removes CO2 in a 2-stage Air Liquide membrane separator |  |  | 2.02 | Westar Energy | Timberline Energy, LLC | Aria Energy, LLC | No | 0.17683 | 0.01594
1007624 | 1226 | Oklahoma City Landfill | OK | Oklahoma City | Oklahoma | Private | Waste Connections Inc. - Central Region | 13460690 | 2018 | Yes | 3.168 |  | 1301-1 | Operational | Project #1, Expansion #1 | 2018-01-01 | Renewable Natural Gas | Vehicle Fuel | Pipeline Injection | Air-Liquide membrane process removes CO2, O2, and H2O; automated GCCS system added in late 2017 for highest-producing wells |  |  | 1.148 | Westar Energy | Aria Energy, LLC | Aria Energy, LLC | No | 0.1005 | 0.00906
1006219 | 1221 | Oklahoma Environmental Management Authority (OEMA) Landfill | OK | Union City | Canadian | Public | Oklahoma Environmental Management Authority (OEMA) | 2879330 | 2018 | Yes | 0.252 |  | 1295-0 | Operational | Project #1 | 2007-01-01 | Direct | Direct Thermal |  | 2-mile pipeline to brick kiln, LFG burned with 65-79% NG (LFG providing 1/3 of fuel needs) |  |  | 0.576 | Meridian Brick LLC |  |  | No | 0.05042 | 0.00498
1007851 | 1236 | Quarry LF | OK | Tulsa | Tulsa | Private | Waste Management, Inc. | 16392973 | 2018 | Yes | 2.712 |  | 1311-0 | Operational | Project #1 | 2009-04-01 | Direct | Direct Thermal |  | 500 MMBtu/day of LFG is piped 1.5 miles to displace use of coal in cement kilns at the Tulsa cement plant, provides 8-9% of the plant's alternative fuel needs, heats kiln to 2,800 deg. |  |  | 0.73 | Central Plains Cement (Eagle Materials) | WM Renewable Energy, LLC | WM Renewable Energy, LLC | Yes | 0.06391 | 0.00631
1002323 | 12021 | Sooner Landfill | OK | Wewoka | Seminole | Private | WCA Waste Corporation | 963238 | 2018 | Yes | 0.504 | 0 | 181086-0 | Operational | Project #1 | 2011-10-17 | Direct | Direct Thermal |  | 1,200-foot pipeline transports LFG to brick facility next door, provides ~9 MMBtu and fires all 6 burner groups in Kiln A, displaces natural gas |  |  | 0.25 | Commercial Brick Corporation | Wewoka Gas Producers, LLC |  | No | 0.02189 | 0.00216
1005729 | 2384 | Southeast OKC Landfill | OK | Oklahoma City | Oklahoma | Private | Republic Services, Inc. | 18709425 | 2014 | Yes | 4.606 | 0.956 | 200978-0 | Operational | Project #4 | 2018-09-24 | Renewable Natural Gas | Vehicle Fuel | Pipeline Injection | Design = 3,000 scfm LFG inlet, pretreated to remove moisture & PM then Air Liquide's Biogaz Membrane system, for ~2 mmscfd RNG at 98% CH4 which is piped ~8 mi to existing NG pipeline; RNG used as fuel for NG vehicle fleets inc. heavy-duty trucks |  |  | 3.65 | BP Energy Company | Aria Energy, LLC | Aria Energy, LLC; BP Energy Company; CEFARI RNG OKC, LLC | No | 0.31953 | 0.0288
1002234 | 1225 | Southern OK Regional Disposal LF | OK | Ardmore | Carter | Public | Southern Oklahoma Regional Disposal, Inc., OK | 4069600 | 2018 | Yes | 1.258 | 0.168 | 1299-0 | Operational | Project #1 | 2018-07-05 | Renewable Natural Gas | Other | Pipeline Injection | High-Btu plant with pipeline connection |  |  | 1.09 | XTO Energy, Inc. | Lynx Renewable Energy, LLC | Lynx Renewable Energy, LLC | No | 0.09542 | 0.00942
1007054 | 1246 | Coffin Butte LF | OR | Corvallis | Benton | Private | Republic Services, Inc. | 15783641 | 2018 | Yes | 3.128 |  | 1321-0 | Operational | Project #1 | 1995-10-01 | Electricity | Reciprocating Engine |  | (3) Caterpillar 3516 engines | 2.4 | 2.4 |  | Pacific Northwest Generating Cooperative | Power Resources Cooperative |  | Yes | 0.10843 | 0.01266
1007054 | 1246 | Coffin Butte LF | OR | Corvallis | Benton | Private | Republic Services, Inc. | 15783641 | 2018 | Yes | 3.128 |  | 1321-1 | Operational | Project #1, Expansion #1 | 2007-10-01 | Electricity | Reciprocating Engine |  | (2) Caterpillar 3520 engines | 3.2 | 3.2 |  | Pacific Northwest Generating Cooperative | Power Resources Cooperative |  | Yes | 0.14458 | 0.01688
1007989 | 1241 | Columbia Ridge LF | OR | Arlington | Gilliam | Private | Waste Management, Inc. | 55917366 | 2018 | Yes | 8.73 |  | 1316-0 | Operational | Project #1 | 2009-12-15 | Electricity | Reciprocating Engine |  | (8) Caterpillar 3516s with 800 kW rated capacity each (10.49 MMBtu/hr) | 6.2 | 6.4 | 3.32 | Seattle City Light | WM Renewable Energy, LLC | WM Renewable Energy, LLC | Yes | 0.28012 | 0.03271
1007989 | 1241 | Columbia Ridge LF | OR | Arlington | Gilliam | Private | Waste Management, Inc. | 55917366 | 2018 | Yes | 8.73 |  | 1316-1 | Operational | Project #1, Expansion #1 | 2014-08-31 | Electricity | Reciprocating Engine |  | (4) Caterpillar 3520C engines, each with 1.6-MW rated capacity (17.44 MMBtu/hr) | 5 | 6.4 | 2.71 | Seattle City Light | WM Renewable Energy, LLC | WM Renewable Energy, LLC | Yes | 0.2259 | 0.02638
1007989 | 1241 | Columbia Ridge LF | OR | Arlington | Gilliam | Private | Waste Management, Inc. | 55917366 | 2018 | Yes | 8.73 |  | 1316-2 | Planned | Project #1, Expansion #2 | 2020-01-01 | Electricity | Reciprocating Engine |  | (4) Caterpillar 3520C engines, each with 1.6-MW rated capacity (17.44 MMBtu/hr) |  | 6.4 |  |  | WM Renewable Energy, LLC | WM Renewable Energy, LLC | Yes | 0 | 0
1005652 | 2073 | Dry Creek Landfill | OR | Eagle Point | Jackson | Private | Rogue Disposal & Recycling | 7528106 | 2018 | Yes | 2.3687 | 1.2468 | 180125-0 | Operational | Project #1 | 2007-05-15 | Electricity | Reciprocating Engine |  | (2) Caterpillar 3520 engine/generator sets | 2.36 | 3.2 | 1.34 | PacifiCorp | Oregon Environmental Industries (OEI) | Oregon Environmental Industries (OEI) | No | 0.10662 | 0.01245
1004516 | 1242 | Finley Buttes Regional Landfill | OR | Boardman | Morrow | Private | Waste Connections, Inc. | 12506606 | 2018 | Yes | 1.847 |  | 1317-0 | Operational | Project #1 | 2007-12-15 | Electricity | Cogeneration |  | (2) Caterpillar reciprocating engines with waste heat recovery; 10-11 MMBtu/hr of 220 degree F water to preheat the air used to deyhdrate onions, reducing plant's use of NG by ~180 cfm | 3.2 | 3.2 | 1.872 | Cascade Specialties; PacifiCorp | Finley BioEnergy LLC |  | No | 0.14458 | 0.01688
1004516 | 1242 | Finley Buttes Regional Landfill | OR | Boardman | Morrow | Private | Waste Connections, Inc. | 12506606 | 2018 | Yes | 1.847 |  | 1317-1 | Operational | Project #1, Expansion #1 | 2009-01-01 | Electricity | Cogeneration |  | (1) additional 1.6-MW engine | 0.8 | 4.8 |  | Cascade Specialties; PacifiCorp |  |  | No | 0.03614 | 0.00422
1007687 | 1248 | Riverbend Landfill Company, Inc. | OR | McMinnville | Yamhill | Private | Waste Management, Inc. | 16444334 | 2018 | Yes | 4.67 |  | 181029-0 | Operational | Project #2 | 2010-06-30 | Electricity | Reciprocating Engine |  | (6) 800-kW Caterpillar 3516s | 3.7 | 4.8 | 2.17 | McMinnville Power & Light | WM Renewable Energy, LLC |  | Yes | 0.16717 | 0.01952
1005384 | 1245 | Roseburg LF | OR | Roseburg | Douglas | Public | Douglas County, OR | 3527882 | 2017 | Yes | 0.555 |  | 1320-0 | Operational | Project #1 | 2011-12-14 | Electricity | Reciprocating Engine |  |  | 1.8 |  | 0.701 | Pacific Power | Roseburg LFG Energy |  | No | 0.08132 | 0.0095
1007001 | 1247 | Short Mountain LF | OR | Eugene | Lane | Public | Lane County, OR | 9473001 | 2018 | Yes | 1.509 | 0.359 | 1322-0 | Operational | Project #1 | 1992-03-05 | Electricity | Reciprocating Engine |  | LFG is burned in (2) IC engines (CAT 3516s) to generate electricity | 1.6 | 1.6 | 0.9 | Bonneville Power Administration; Emerald People's Utility District (PUD) | Emerald People's Utility District (PUD) | Emerald People's Utility District (PUD) | Yes | 0.07229 | 0.00844
1007001 | 1247 | Short Mountain LF | OR | Eugene | Lane | Public | Lane County, OR | 9473001 | 2018 | Yes | 1.509 | 0.359 | 1322-1 | Operational | Project #1, Expansion #1 | 1993-11-01 | Electricity | Reciprocating Engine |  | LFG is burned in (1) IC engine (CAT 3516) to generate electricity, 4th engine also runs sometimes depending on gas availability | 0.4 | 1.6 | 0.25 | Bonneville Power Administration; Emerald People's Utility District (PUD) | Emerald People's Utility District (PUD) | Emerald People's Utility District (PUD) | Yes | 0.01807 | 0.00211
1001643 | 1288 | Advanced Disposal Greentree Landfill | PA | Kersey | Elk | Private | Advanced Disposal Services | 23869380 | 2018 | Yes | 10.08 |  | 1363-0 | Operational | Project #1 | 2007-07-01 | Renewable Natural Gas | Electricity | Pipeline Injection | 7-mile pipeline transports high Btu gas (7,000 MMBtu/day, 2+Bcf/yr) for use in combined-cycle equipment to create RECs to satisfy RPS requirements, plant capacity is 15.12 mmscfd, cleaning: membrane technology, PSA and activated carbon pretreatment system |  |  | 3.6 | Conectiv Energy Supply, Inc. | American Exploration; EDF Renewable Energy | Fortistar Methane Group | No | 0.31515 | 0.03112
1001643 | 1288 | Advanced Disposal Greentree Landfill | PA | Kersey | Elk | Private | Advanced Disposal Services | 23869380 | 2018 | Yes | 10.08 |  | 1363-1 | Operational | Project #1, Expansion #1 | 2008-01-01 | Renewable Natural Gas | Electricity | Pipeline Injection |  |  |  | 4.8 | Conectiv Energy Supply, Inc. | American Exploration; EDF Renewable Energy | Fortistar Methane Group | No | 0.4202 | 0.04149
1007645 | 1254 | Alliance SLF | PA | Taylor | Lackawanna | Private | Waste Management, Inc. | 23057205 | 2018 | Yes | 9.01 |  | 180862-0 | Operational | Project #2 | 2010-01-31 | Electricity | Gas Turbine |  | 19-mile pipeline to (2) Solar Mercury 50 recuperated turbines (each rated at 4.6 MWe ISO, with 38.5% electrical efficiency, guaranteed 22 ppm NOx) at PEI’s 20+ MW Archbald power station | 9.2 | 9.2 |  | PEI Power; PJM Interconnection, LLC | PEI Power; Waste Management, Inc. |  | Yes | 0.41566 | 0.04854
1003456 | 1276 | Arden LF | PA | Washington | Washington | Private | Waste Management, Inc. | 14107837 | 2018 | Yes | 2.69 | 0.09 | 1351-0 | Operational | Project #1 | 2009-01-30 | Electricity | Reciprocating Engine |  | (6) Caterpillar 3516 engines | 3.75 | 4.8 |  | Constellation | WM Renewable Energy, LLC | WM Renewable Energy, LLC | Yes | 0.16942 | 0.01978
1003456 | 1276 | Arden LF | PA | Washington | Washington | Private | Waste Management, Inc. | 14107837 | 2018 | Yes | 2.69 | 0.09 | 1351-1 | Operational | Project #1, Expansion #1 | 2015-01-01 | Electricity | Reciprocating Engine |  | Same (6) Caterpillar 3516 engines | 0.5 |  |  | Constellation | WM Renewable Energy, LLC | WM Renewable Energy, LLC | Yes | 0.02259 | 0.00264
1003773 | 1270 | Blue Ridge Landfill | PA | Chambersburg | Franklin | Private | Waste Connections, Inc. | 11144197 | 2017 | Yes | 4.467 |  | 1345-0 | Operational | Project #1 | 2013-01-01 | Electricity | Reciprocating Engine |  | (4) CAT 3520 engines provide 15% of borough's electric needs; 4 miles of transmission to borough substation | 6.4 | 6.4 |  | Borough of Chambersburg Electric Department, PA | PPL Corporation | Energy Power Partners | No | 0.28915 | 0.03376
1007976 | 1273 | Bradford County Landfill | PA | Troy | Bradford | Public | Northern Tier Solid Waste Authority (NTSWA), PA | 3267846 | 2018 | Yes | 0.687 |  | 1348-0 | Shutdown | Project #1 | 2002-04-01 | Electricity | Reciprocating Engine |  | (1) Caterpillar 3516 engine | 0.8 | 0.8 | 0.504 | PenElec | Northern Tier Solid Waste Authority (NTSWA), PA; PPL Corporation | Energy Power Partners | Yes | 0 | 0
1007976 | 1273 | Bradford County Landfill | PA | Troy | Bradford | Public | Northern Tier Solid Waste Authority (NTSWA), PA | 3267846 | 2018 | Yes | 0.687 |  | 1348-1 | Shutdown | Project #1, Expansion #1 (CHP) | 2007-01-17 | Electricity | Cogeneration |  | 25% of CAT 3516 engine jacket waste heat provides 2.5 MMBtu/hr for hot water in 14,400 ft2 lettuce & herb greenhouse & 1.85 MMBtu/hr in thermal energy for hydroponic ponds, greenhouse has (98) 1000-watt lights & (8) 36-inch fans for heating & cooling |  | 0 |  | Northern Tier Greens | Northern Tier Solid Waste Authority (NTSWA), PA; PPL Corporation | Energy Power Partners | Yes | 0 | 0
1007976 | 1273 | Bradford County Landfill | PA | Troy | Bradford | Public | Northern Tier Solid Waste Authority (NTSWA), PA | 3267846 | 2018 | Yes | 0.687 |  | 1348-2 | Operational | Project #1, Expansion #2 | 2009-01-06 | Electricity | Cogeneration |  | (1) CAT 3520 provides electricity to leachate treatment facility & greenhouse, rest is sold; engine jacket water cooling system heat provides heat to 14,400 ft2 greenhouse, 9,600 ft2 truck garage, and leachate facility | 1.6 | 1.6 | 0.79 | Northern Tier Greens; PenElec | Northern Tier Solid Waste Authority (NTSWA), PA; PPL Corporation | Energy Power Partners | Yes | 0.07229 | 0.00844
1007976 | 1273 | Bradford County Landfill | PA | Troy | Bradford | Public | Northern Tier Solid Waste Authority (NTSWA), PA | 3267846 | 2018 | Yes | 0.687 |  | 1348-3 | Operational | Project #1, Expansion #3 (CHP) | 2012-02-01 | Electricity | Cogeneration |  | Tapped into exhaust system of existing CAT 3520; exhaust heat goes into 3.28 MMBtu heat exchanger; heated water is piped 1,600 ft to 2 adjoining County facilities for their hot water and heating needs | 0 | 0 |  | Bradford County, PA | Northern Tier Solid Waste Authority (NTSWA), PA | Energy Power Partners | Yes | 0 | 0
1002232 | 1253 | Chrin Brothers LF | PA | Easton | Northampton | Private | Chrin Brothers, Inc. | 8297800 | 2018 | Yes | 3.29 | 1.69 | 1328-0 | Operational | Project #1 | 2011-07-28 | Electricity | Reciprocating Engine |  | 1-mile pipeline to (2) Caterpillar 3520 engines; provides electricity to grid and can provide electricity & heat for new manufacturing companies to be built in adjacent Glendon Green Energy Park | 3.2 | 3.2 | 1.6 | PJM Interconnection, LLC | PPL Corporation | Energy Power Partners | Yes | 0.14458 | 0.01688
1004413 | 1294 | Commonwealth Environmental Systems (CES) LF | PA | Hegins | Schuylkill | Private | CES | 5564197 | 2010 | Yes | 6.96 | 0.244 | 1369-0 | Operational | Project #1 | 2005-06-20 | Direct | Boiler |  | 1/2-mile pipeline, 800 hp boiler (24,000 lb/hr) burns LFG for steam to make dehydrated flakes from raw potatoes, 30,000 gal propane tank for back-up fuel or to co-fire if LFG heating value drops below a critical point, boiler load managed by steam demand |  |  | 0.24 | Keystone Potato Products |  |  | No | 0.02101 | 0.00207
1004413 | 1294 | Commonwealth Environmental Systems (CES) LF | PA | Hegins | Schuylkill | Private | CES | 5564197 | 2010 | Yes | 6.96 | 0.244 | 180907-0 | Operational | Project #2 | 2009-01-22 | Electricity | Gas Turbine |  | (2) Solar Taurus 60s | 11 | 11 | 6.48 | PJM Interconnection, LLC | UGI Development Company |  | No | 0.49698 | 0.05803
1002556 | 1269 | Conestoga LF | PA | Morgantown | Berks | Private | Republic Services, Inc. | 34002525 | 2018 | Yes | 11.52 | 7.92 | 180899-0 | Operational | Project #1 | 2008-12-03 | Direct | Direct Thermal |  | LFG is dewatered, filtrated & compressed, piped 9 miles to Lanchester LF project pipeline: 2 boilers at H.R. Ewell; 1 boiler at New Holland Concrete; 4 oil heaters & 6 boilers at Tyson Foods; 1 boiler, 2 ovens, 2 rooftop bldg heaters at Case New Holland |  |  | 3.6 | Advanced Food Products; Case New Holland; Dart Corporation; H.R. Ewell; L&S Sweeteners; Tyson Foods Incorporated; York Building Products | Granger Energy |  | No | 0.31515 | 0.03112
1002556 | 1269 | Conestoga LF | PA | Morgantown | Berks | Private | Republic Services, Inc. | 34002525 | 2018 | Yes | 11.52 | 7.92 | 181069-0 | Operational | Combination Project - Engines | 2013-12-06 | Electricity | Reciprocating Engine |  | (2) CAT 3520s | 3.2 | 3.2 |  | L&S Sweeteners | Granger Energy |  | No | 0.07229 | 0.00844
1002556 | 1269 | Conestoga LF | PA | Morgantown | Berks | Private | Republic Services, Inc. | 34002525 | 2018 | Yes | 11.52 | 7.92 | 181069-1 | Construction | Combination Project - Engines, Expansion #1 | 2015-12-31 | Electricity | Reciprocating Engine |  | (1) CAT 3520 engine | 1.6 | 1.6 | 0.86 |  | Granger Energy |  | No | 0 | 0
1002556 | 1269 | Conestoga LF | PA | Morgantown | Berks | Private | Republic Services, Inc. | 34002525 | 2018 | Yes | 11.52 | 7.92 | 200412-0 | Operational | Combination Project - Turbines | 2011-12-02 | Electricity | Cogeneration |  | (2) Solar Taurus 60 combustion turbines generating 5.7 MW each, with 57,000 lb/hr steam collected and used for process purposes | 11.4 | 11.4 |  | Dart Corporation | Dart Corporation |  | Yes | 0.25753 | 0.03007
1004162 | 1260 | Cumberland County LF | PA | Shippensburg | Cumberland | Private | Advanced Disposal Services | 11886865 | 2018 | Yes | 4.36 |  | 1335-0 | Operational | Project #1 | 2009-06-26 | Electricity | Reciprocating Engine |  | (4) Caterpillar 3520 engine generators | 6.1 | 6.4 | 3.32 | Adams Electric Cooperative | PPL Corporation | Energy Power Partners | Yes | 0.2756 | 0.03218
1003521 | 1262 | Frey Farm-Creswell LF | PA | Conestoga | Lancaster | Public | Lancaster County Solid Waste Management Authority, PA | 12784722 | 2018 | Yes | 0.947 |  | 1383-0 | Operational | Project #1 | 2006-02-01 | Electricity | Reciprocating Engine |  | (2) Caterpillar 3520 CHP engines ran at half-capacity until 2017, CHP not in effect at initial start-up | 1.6 | 3.2 |  | PJM Interconnection, LLC | Lancaster County Solid Waste Management Authority, PA; PPL Corporation | Energy Power Partners | Yes | 0.07229 | 0.00844
1003521 | 1262 | Frey Farm-Creswell LF | PA | Conestoga | Lancaster | Public | Lancaster County Solid Waste Management Authority, PA | 12784722 | 2018 | Yes | 0.947 |  | 1383-1 | Operational | Project #1 - CHP | 2006-10-01 | Electricity | Cogeneration |  | (2) original boilers on top of (2) engine enclosures captured engine waste heat - replaced by (1) boiler, steam is sent to dairy via closed-loop steam pipeline, provides up to 75% of dairy's steam manufacturing demand, offsets 140,000 gal/yr diesel fuel | 0 | 0 |  | Turkey Hill Dairy | Lancaster County Solid Waste Management Authority, PA; PPL Corporation | Energy Power Partners | Yes | 0 | 0
1003460 | 1255 | Grand Central SLF | PA | Pen Argyl | Northampton | Private | Waste Management, Inc. | 20755417 | 2018 | Yes | 5.82 | 0.91 | 1330-0 | Shutdown | Project #1 | 2001-03-01 | Electricity | Gas Turbine |  | (3) Solar Centaur turbines | 6.4 | 9.3 | 6 | Exelon Power | Green Knight Economic Development Corporation; Waste Management, Inc. | Green Knight Economic Development Corporation | Yes | 0 | 0
1003460 | 1255 | Grand Central SLF | PA | Pen Argyl | Northampton | Private | Waste Management, Inc. | 20755417 | 2018 | Yes | 5.82 | 0.91 | 1330-1 | Operational | Project #1, De-Expansion #1 | 2009-01-01 | Electricity | Gas Turbine |  | (3) Solar Centaur turbines | 3.6 | 9.3 | 4.2 | Exelon Power | Green Knight Economic Development Corporation; Waste Management, Inc. | Green Knight Economic Development Corporation | Yes | 0.16265 | 0.01899
1002786 | 1265 | Greater Lebanon Refuse Authority LF | PA | Lebanon | Lebanon | Public | Greater Lebanon Refuse Authority, PA | 4571705 | 2018 | Yes | 1.08 |  | 180910-0 | Operational | Project #2 | 2007-09-13 | Electricity | Reciprocating Engine |  | (2) Caterpillar 3520 engines | 2 | 3.2 | 1.08 | Metropolitan Edison Company | Greater Lebanon Refuse Authority, PA; PPL Corporation | Energy Power Partners | No | 0.09036 | 0.01055
1007615 | 1249 | GROWS Landfill | PA | Morrisville | Bucks | Private | Waste Management, Inc. | 65613970 | 2016 | Yes | 16.027 |  | 1327-1 | Operational | Combination Project - Expansion #1 | 2002-01-01 | Electricity | Steam Turbine |  | boiler to steam turbine; each of the 2 steam turbine-generator units at the Fairless Hills power generation facility is 30 MW but only one is operating | 7 | 10 |  | Exelon Power | Exelon Power; Waste Management, Inc. | WM Renewable Energy, LLC | Yes | 0.31626 | 0.03693
1007615 | 1249 | GROWS Landfill | PA | Morrisville | Bucks | Private | Waste Management, Inc. | 65613970 | 2016 | Yes | 16.027 |  | 1327-2 | Operational | Combination Project - Expansion #2 | 2005-01-01 | Electricity | Steam Turbine |  | boiler to steam turbine; each of the 2 steam turbine-generator units at the Fairless Hills power generation facility is 30 MW | 10 | 10 |  | Exelon Power | Exelon Power; Waste Management, Inc. | WM Renewable Energy, LLC | Yes | 0.2259 | 0.02638
1003103 | 1278 | Imperial Sanitary Landfill | PA | Imperial | Allegheny | Private | Republic Services, Inc. | 22788134 | 2018 | Yes | 10.3 | 6.1 | 1353-0 | Operational | Project #2 | 2007-09-01 | Renewable Natural Gas | Electricity | Pipeline Injection | LFG processed to pipeline quality transported 3 miles to interstate pipeline, and used exclusively for electricity production |  |  | 4.2 | Conectiv Energy Supply, Inc. |  | Fortistar Methane Group | No | 0.36768 | 0.0363
| 1279 | J.J. Brunner LF | PA | Zelienople | Beaver | Private | Joseph J. Brunner, Inc. | 1364475 | 2010 | Yes | 0.5 |  | 200995-0 | Operational | Project #2 | 2015-12-01 | Direct | Leachate Evaporation |  | Heartland concentrator integrated with flare system, capacity of 24,000 gpd and has a hot-gas isolation valve |  |  |  | J.J. Brunner LF |  |  | Unknown | 0 | 0
1006261 | 1256 | Keystone Sanitary Landfill, Inc. | PA | Dunmore | Lackawanna | Private | Keystone Sanitary Landfill, Inc. | 45689274 | 2018 | Yes | 18.803 | 8.5 | 1331-0 | Operational | Project #1 | 1995-01-01 | Electricity | Reciprocating Engine |  | (4) engines | 3.2 | 3.2 |  | PPL Corporation | Keystone Recovery |  | No | 0.14458 | 0.01688
1006261 | 1256 | Keystone Sanitary Landfill, Inc. | PA | Dunmore | Lackawanna | Private | Keystone Sanitary Landfill, Inc. | 45689274 | 2018 | Yes | 18.803 | 8.5 | 1331-1 | Operational | Project #1, Expansion #1 | 1996-03-01 | Electricity | Reciprocating Engine |  | (3) engines | 2.4 | 2.4 |  | PPL Corporation | Keystone Recovery |  | No | 0.10843 | 0.01266
1006261 | 1256 | Keystone Sanitary Landfill, Inc. | PA | Dunmore | Lackawanna | Private | Keystone Sanitary Landfill, Inc. | 45689274 | 2018 | Yes | 18.803 | 8.5 | 167018-0 | Shutdown | Project #2 | 1998-07-28 | Electricity | Steam Turbine |  | 12-mile pipeline to converted coal-fired boiler at Archbald power station to generate steam for steam turbine, power sold to wholesale market, excess steam sold to plastics manufacturer, plant’s nameplate capacity is 20 to 23.2 MW & burns LFG and NG | 2.8 |  | 2 | Laminations Inc; PEI Power; PPL Corporation | PEI Power | PEI Power | Yes | 0 | 0
1006261 | 1256 | Keystone Sanitary Landfill, Inc. | PA | Dunmore | Lackawanna | Private | Keystone Sanitary Landfill, Inc. | 45689274 | 2018 | Yes | 18.803 | 8.5 | 167018-1 | Operational | Project #2, Expansion #1 | 2002-01-01 | Electricity | Steam Turbine |  | 12-mile pipeline to converted coal-fired boiler at Archbald power station to generate steam for steam turbine, power sold to wholesale market, excess steam sold to plastics manufacturer, plant’s nameplate capacity is 20 to 23.2 MW & burns LFG and NG | 7 |  |  | Laminations Inc; PEI Power; PPL Corporation | PEI Power | PEI Power | Yes | 0.31626 | 0.03693
1007649 | 1290 | Lake View LF | PA | Erie | Erie | Private | Waste Management, Inc. | 20683552 | 2009 | Yes | 2.85 | 0.72 | 1365-0 | Operational | Project #1 | 1997-01-01 | Electricity | Reciprocating Engine |  | (2) 3,050-kW Caterpillar 3616s | 4.8 | 6.1 | 2.44 | Constellation | Bio Energy Partners | WM Renewable Energy, LLC | No | 0.21686 | 0.02532
1002391 | 1266 | Lanchester LF | PA | Narvon | Lancaster | Public | Chester County Solid Waste Authority, PA | 14607593 | 2018 | Yes | 5.76 | 0 | 1341-0 | Operational | Project #1 | 2004-12-15 | Direct | Direct Thermal |  | 12.7-mile pipeline, Dart is furthest customer, LFG provides 100% of Dart's fuel needs - combusted in nine boilers, two thermal oxidizers, two building heaters, and two ovens, LFG generates electricity to treat & transport LFG (self-reliant project) |  |  | 3.456 | Dart Corporation | Granger Energy | Energy Developments, Inc | No | 0.30255 | 0.02987
1002391 | 1266 | Lanchester LF | PA | Narvon | Lancaster | Public | Chester County Solid Waste Authority, PA | 14607593 | 2018 | Yes | 5.76 | 0 | 1341-1 | Operational | Project #1, Expansion #1 | 2005-10-18 | Direct | Direct Thermal |  | 12.7-mile pipeline, combusted in three boilers at Advanced Food Products, usage is seasonal, LFG generates electricity to treat & transport LFG (self-reliant project) |  |  | 1.584 | Advanced Food Products | Granger Energy | Energy Developments, Inc | No | 0.13867 | 0.01369
1002391 | 1266 | Lanchester LF | PA | Narvon | Lancaster | Public | Chester County Solid Waste Authority, PA | 14607593 | 2018 | Yes | 5.76 | 0 | 1341-2 | Operational | Project #1, Expansion #2 | 2006-02-01 | Direct | Direct Thermal |  | 12.7-mile pipeline, combusted in one boiler at L&S Sweeteners, LFG generates electricity to treat & transport LFG (self-reliant project) |  |  | 0.432 | L&S Sweeteners | Granger Energy | Energy Developments, Inc | No | 0.03782 | 0.00373
1002391 | 1266 | Lanchester LF | PA | Narvon | Lancaster | Public | Chester County Solid Waste Authority, PA | 14607593 | 2018 | Yes | 5.76 | 0 | 180969-0 | Operational | Project #2 | 2006-06-01 | Electricity | Reciprocating Engine |  | (1) Caterpillar 3520 engine provides on-site power for the LFG compressors used for direct-use project | 1.6 | 1.6 | 0.79 | Energy Developments, Inc | Granger Energy | Energy Developments, Inc | Yes | 0.07229 | 0.00844
1002391 | 1266 | Lanchester LF | PA | Narvon | Lancaster | Public | Chester County Solid Waste Authority, PA | 14607593 | 2018 | Yes | 5.76 | 0 | 180969-1 | Operational | Project #2, Expansion #1 | 2010-11-30 | Electricity | Reciprocating Engine |  | (1) additional Caterpillar 3520 engine | 1.6 | 1.6 | 0.79 | PPL Corporation | Granger Energy | Energy Developments, Inc | No | 0.07229 | 0.00844
1002391 | 1266 | Lanchester LF | PA | Narvon | Lancaster | Public | Chester County Solid Waste Authority, PA | 14607593 | 2018 | Yes | 5.76 | 0 | 181069-0 | Operational | Combination Project - Engines | 2013-12-06 | Electricity | Reciprocating Engine |  | (2) CAT 3520s | 3.2 | 3.2 |  | L&S Sweeteners | Granger Energy |  | No | 0.07229 | 0.00844
1002391 | 1266 | Lanchester LF | PA | Narvon | Lancaster | Public | Chester County Solid Waste Authority, PA | 14607593 | 2018 | Yes | 5.76 | 0 | 181069-1 | Construction | Combination Project - Engines, Expansion #1 | 2015-12-31 | Electricity | Reciprocating Engine |  | (1) CAT 3520 engine | 1.6 | 1.6 | 0.86 |  | Granger Energy |  | No | 0 | 0
1002391 | 1266 | Lanchester LF | PA | Narvon | Lancaster | Public | Chester County Solid Waste Authority, PA | 14607593 | 2018 | Yes | 5.76 | 0 | 200412-0 | Operational | Combination Project - Turbines | 2011-12-02 | Electricity | Cogeneration |  | (2) Solar Taurus 60 combustion turbines generating 5.7 MW each, with 57,000 lb/hr steam collected and used for process purposes | 11.4 | 11.4 |  | Dart Corporation | Dart Corporation |  | Yes | 0.25753 | 0.03007
1007586 | 1286 | Laurel Highlands LF | PA | Johnstown | Cambria | Private | Waste Management, Inc. | 7569661 | 2018 | Yes | 2.93 | 0 | 1357-0 | Shutdown | Project #1 | 2006-07-01 | Renewable Natural Gas | Vehicle Fuel | Pipeline Injection | Converted high Btu gas is 96.8% CH4 and has heating value of 970-982 Btu/scf; uses membrane technology; 1.8 mile pipeline to the NG pipeline |  |  | 2.93 | Peoples Natural Gas | Air Liquide Biogas; Leaf Clean Energy | Montauk Energy | No | 0 | 0
1007586 | 1286 | Laurel Highlands LF | PA | Johnstown | Cambria | Private | Waste Management, Inc. | 7569661 | 2018 | Yes | 2.93 | 0 | 1357-1 | Operational | Project #1, De-Expansion #1 | 2011-01-01 | Renewable Natural Gas | Vehicle Fuel | Pipeline Injection | Converted high Btu gas is 96.8% CH4 and has heating value of 970-982 Btu/scf; uses membrane technology; 1.8 mile pipeline to the NG pipeline |  |  | 1.7 | Peoples Natural Gas | Air Liquide Biogas; Leaf Clean Energy | Montauk Energy | No | 0.14882 | 0.01341
1004218 | 1275 | Lycoming County LF | PA | Montgomery | Lycoming | Public | Lycoming County Resource Management Services, PA | 11111585 | 2018 | Yes | 2.8984 | 0.031 | 180777-0 | Operational | Project #3 | 2012-10-01 | Electricity | Cogeneration |  | (4) Caterpillar 3520 engines using 550 scfm LFG each: (2) engines provide electricity to the prison and (2) send to the grid, with up to 3.7 MMBtu/hr of heat from engine exhaust going to county buildings; 2 plants are electrically independent | 4.8 | 6.4 | 2.85 | Federal Bureau of Prisons; Lycoming County Resource Management Services, PA; PPL Corporation | PPL Corporation | Energy Power Partners | Yes | 0.21686 | 0.02532
1004218 | 1275 | Lycoming County LF | PA | Montgomery | Lycoming | Public | Lycoming County Resource Management Services, PA | 11111585 | 2018 | Yes | 2.8984 | 0.031 | 180916-0 | Operational | Project #2 | 2003-01-01 | Direct | Boiler |  | heating 65,000 ft2 on-site Materials Recovery Facility with two 2.4 MMBtu/hr boilers (~150 cfm peak) |  |  | 0.019 | Lycoming County LF |  |  | Yes | 0.00166 | 0.00016
1007585 | 1280 | Monroeville LF | PA | Monroeville | Allegheny | Private | Waste Management, Inc. | 19290118 | 2018 | Yes | 3.87 |  | 1355-0 | Shutdown | Project #1 | 2004-10-29 | Renewable Natural Gas | Vehicle Fuel | Pipeline Injection | Honeywell UOP Separex CO2 membrane removal; CNG fuel |  |  | 2.48 | Peoples Natural Gas | Montauk Energy |  | No | 0 | 0
1007585 | 1280 | Monroeville LF | PA | Monroeville | Allegheny | Private | Waste Management, Inc. | 19290118 | 2018 | Yes | 3.87 |  | 1355-1 | Operational | Project #1, De-Expansion #1 | 2014-01-01 | Renewable Natural Gas | Vehicle Fuel | Pipeline Injection | Honeywell UOP Separex CO2 membrane removal; CNG fuel |  |  | 1.84 | Peoples Natural Gas | Montauk Energy |  | No | 0.16108 | 0.01452
1004164 | 1297 | Mostoller Landfill, Inc. | PA | Somerset | Somerset | Private | Advanced Disposal Services | 6452595 | 2018 | Yes | 2.6 |  | 1372-0 | Operational | Project #1 - Turbine & Boiler | 2012-01-01 | Electricity | Cogeneration |  | 4.7-mile pipeline to a 3.5 MW turbine and 19,500 lb/hr steam boiler to meet electrical steam demand at correctional facility, will eliminate the use of coal at the facility which will offset (3) 18,000 lb/hr coal-fired boilers (Riley Stokers) | 1.5 | 3.5 |  | Pennsylvania Department of Corrections | Johnson Controls, Inc.; Mostoller Landfill, Incorporated |  | No | 0.06777 | 0.00791
1004164 | 1297 | Mostoller Landfill, Inc. | PA | Somerset | Somerset | Private | Advanced Disposal Services | 6452595 | 2018 | Yes | 2.6 |  | 1372-1 | Operational | Project #1 - Combined Cycle | 2012-01-01 | Electricity | Combined Cycle |  | Excess electricity from prison is sent to grid; excess steam is sent to a 500 kW steam turbine and its electricity is sent to grid | 2 |  |  | PenElec | Johnson Controls, Inc.; Mostoller Landfill, Incorporated |  | No | 0.09036 | 0.01055
1004164 | 1297 | Mostoller Landfill, Inc. | PA | Somerset | Somerset | Private | Advanced Disposal Services | 6452595 | 2018 | Yes | 2.6 |  | 1372-2 | Operational | Project #1 - Engines | 2012-01-01 | Electricity | Reciprocating Engine |  | (2) Caterpillar 3520 engines | 0 | 0 |  | Pennsylvania Department of Corrections | Johnson Controls, Inc.; Mostoller Landfill, Incorporated |  | No | 0 | 0
1007935 | 1259 | Mountain View Reclamation Landfill | PA | Greencastle | Franklin | Private | Waste Management, Inc. | 10907312 | 2018 | Yes | 3.07 |  | 1334-0 | Operational | Project #1 | 2003-06-30 | Electricity | Reciprocating Engine |  | 48 Detroit-Diesel dual-fuel engines co-fire LFG and diesel fuel | 1.2 | 14.4 |  | PJM Interconnection, LLC | INGENCO |  | No | 0.05422 | 0.00633
1007935 | 1259 | Mountain View Reclamation Landfill | PA | Greencastle | Franklin | Private | Waste Management, Inc. | 10907312 | 2018 | Yes | 3.07 |  | 1334-1 | Operational | Project #1, Expansion #1 | 2007-01-01 | Electricity | Reciprocating Engine |  |  | 1.6 |  |  | PJM Interconnection, LLC | INGENCO |  | No | 0.07229 | 0.00844
1007616 | 1257 | Pine Grove Landfill Inc. | PA | Pine Grove | Schuylkill | Private | Waste Management, Inc. | 3724054 | 2010 | Yes | 2.39 |  | 1332-0 | Operational | Project #1 | 2008-03-01 | Electricity | Cogeneration |  | (18) Detroit Diesel engines, electricity for the grid, recovered heat for hot water | 0.3 | 5.4 |  | Guilford Technical Textiles; PJM Interconnection, LLC | INGENCO |  | No | 0.01355 | 0.00158
1007616 | 1257 | Pine Grove Landfill Inc. | PA | Pine Grove | Schuylkill | Private | Waste Management, Inc. | 3724054 | 2010 | Yes | 2.39 |  | 180903-0 | Operational | Project #2 | 2008-03-01 | Direct | Direct Thermal |  | 2-mile pipeline, burned in industrial heater and used to power steam boiler; displacing 300,000 gallons of fuel oil use per year |  |  | 0.7 | Guilford Technical Textiles | INGENCO |  | No | 0.06128 | 0.00605
1011037 | 1263 | Pioneer Crossing LF | PA | Birdsboro | Berks | Private | J.P. Mascaro & Sons | 9605608 | 2018 | Yes | 4.473 | 1.573 | 167019-0 | Operational | Project #2 | 2008-10-06 | Electricity | Reciprocating Engine |  | (4) engines initially | 4.32 | 6.4 | 2.34 | Constellation | Access Energy, LLC; Green Gas Americas, Inc. | Fortistar Methane Group | No | 0.19518 | 0.02279
1011037 | 1263 | Pioneer Crossing LF | PA | Birdsboro | Berks | Private | J.P. Mascaro & Sons | 9605608 | 2018 | Yes | 4.473 | 1.573 | 167019-1 | Operational | Project #2, Expansion #1 | 2013-12-17 | Electricity | Reciprocating Engine |  | (1) additional engine | 1.08 | 1.6 | 0.56 | Constellation | Green Gas Americas, Inc. | Fortistar Methane Group | No | 0.04879 | 0.0057
1009925 | 1250 | SECCRA Community Landfill | PA | West Grove | Chester | Public | Southeastern Chester County Refuse Authority (SECCRA), PA | 3006021 | 2018 | Yes | 1.053 |  | 1325-0 | Operational | Project #1 | 2007-01-15 | Electricity | Reciprocating Engine |  | 1 Caterpillar 3516 (870 kW) engine | 0.43 | 0.87 | 0.36 | PJM Interconnection, LLC | Southeastern Chester County Refuse Authority (SECCRA), PA | Southeastern Chester County Refuse Authority (SECCRA), PA | Yes | 0.01943 | 0.00227
1009925 | 1250 | SECCRA Community Landfill | PA | West Grove | Chester | Public | Southeastern Chester County Refuse Authority (SECCRA), PA | 3006021 | 2018 | Yes | 1.053 |  | 1325-1 | Shutdown | Project #1, Expansion #1 | 2008-09-22 | Electricity | Reciprocating Engine |  | GE Jenbacher 320 (20-cylinder) engine | 0.53 | 1.06 | 0.6 | PJM Interconnection, LLC | Southeastern Chester County Refuse Authority (SECCRA), PA | Southeastern Chester County Refuse Authority (SECCRA), PA | Yes | 0 | 0
1009925 | 1250 | SECCRA Community Landfill | PA | West Grove | Chester | Public | Southeastern Chester County Refuse Authority (SECCRA), PA | 3006021 | 2018 | Yes | 1.053 |  | 1325-2 | Operational | Project #1, Expansion #2 | 2010-09-01 | Electricity | Reciprocating Engine |  | (1) Caterpillar 3520 IC engine | 0.8 | 1.6 | 0.68 | PJM Interconnection, LLC | Southeastern Chester County Refuse Authority (SECCRA), PA | Southeastern Chester County Refuse Authority (SECCRA), PA | Yes | 0.03614 | 0.00422
1002035 | 1298 | Seneca Landfill Inc. | PA | Evans City | Butler | Private | Vogel Disposal Service, Inc. | 11012274 | 2018 | Yes | 3.267 | 0 | 180833-0 | Operational | Project #2 | 2011-02-01 | Renewable Natural Gas | Vehicle Fuel | Pipeline Injection | ~1.5 mile pipeline to NG transmission line, Air Liquide membrane technology, delivers 970 Btu/scf gas |  |  | 2.68 | Peoples Natural Gas | Keystone Renewable Energy, LLC |  | No | 0.23461 | 0.02115
1002035 | 1298 | Seneca Landfill Inc. | PA | Evans City | Butler | Private | Vogel Disposal Service, Inc. | 11012274 | 2018 | Yes | 3.267 | 0 | 181148-0 | Operational | Project #3 | 2012-03-28 | Direct | Direct Thermal |  | raw LFG used in thermal oxidizer equipment that is utilized to create the high Btu gas |  |  | 0.02 | Seneca Landfill | Met-Pro Corp. | Lego-V, LP | No | 0.00175 | 0.00017
1002035 | 1298 | Seneca Landfill Inc. | PA | Evans City | Butler | Private | Vogel Disposal Service, Inc. | 11012274 | 2018 | Yes | 3.267 | 0 | 201432-0 | Operational | Project #4 | 2018-06-01 | Renewable Natural Gas | Vehicle Fuel | Local Use | onsite R-CNG fast-fill station services Vogel fleet vehicles as well as other local waste haulers, transit bus fleets, transport trucks, delivery vans, and other fleet vehicles |  |  | 0.29 | Vogel Holding, Inc. |  | Lego-V, LP | Unknown | 0.02539 | 0.00229
1002035 | 1298 | Seneca Landfill Inc. | PA | Evans City | Butler | Private | Vogel Disposal Service, Inc. | 11012274 | 2018 | Yes | 3.267 | 0 | 201432-1 | Construction | Project #4, Expansion #1 | 2019-12-31 | Renewable Natural Gas | Vehicle Fuel | Local Use | Virtual pipeline to take fuel to maintenance facility about 15 minutes away via truck with tube trailer | [5 empty] | Lego-V, LP | Unknown | 0 | 0
1007686 | 1282 | Shade Landfill | PA | Cairnbrook | Somerset | Private | Waste Management, Inc. | 8487347 | 2013 | Yes | 1.194 | 0 | 180815-0 | Shutdown | Combination Project | 2007-09-01 | Renewable Natural Gas | Vehicle Fuel | Pipeline Injection | 12-mile pipeline from Shade LF and 2.5-mi pipeline from Southern Alleghenies LF deliver 970 Btu gas; uses membrane technology; total delivery to pipeline from both landfills is 650,000 MMBtu/yr |  |  | 3.532 | Peoples Natural Gas | Keystone Renewable Energy, LLC; Leaf Clean Energy | Montauk Energy | No | 0 | 0
1007686 | 1282 | Shade Landfill | PA | Cairnbrook | Somerset | Private | Waste Management, Inc. | 8487347 | 2013 | Yes | 1.194 | 0 | 180815-2 | Operational | Combination Project, De-Expansion #1 | 2015-01-01 | Renewable Natural Gas | Vehicle Fuel | Pipeline Injection |  |  |  | 2.32 | Peoples Natural Gas | Keystone Renewable Energy, LLC; Leaf Clean Energy | Montauk Energy | No | 0.10155 | 0.00915
1007718 | 1284 | Southern Alleghenies LF | PA | Davidsville | Somerset | Private | Waste Management, Inc. | 9710350 | 2018 | Yes | 2.88 | 0.864 | 180815-0 | Shutdown | Combination Project | 2007-09-01 | Renewable Natural Gas | Vehicle Fuel | Pipeline Injection | 12-mile pipeline from Shade LF and 2.5-mi pipeline from Southern Alleghenies LF deliver 970 Btu gas; uses membrane technology; total delivery to pipeline from both landfills is 650,000 MMBtu/yr |  |  | 3.532 | Peoples Natural Gas | Keystone Renewable Energy, LLC; Leaf Clean Energy | Montauk Energy | No | 0 | 0
1007718 | 1284 | Southern Alleghenies LF | PA | Davidsville | Somerset | Private | Waste Management, Inc. | 9710350 | 2018 | Yes | 2.88 | 0.864 | 180815-1 | Shutdown | Combination Project - Expansion #1 | 2008-04-01 | Renewable Natural Gas | Vehicle Fuel | Pipeline Injection | 2.5-mile pipeline delivers 970 Btu gas; uses membrane technology; total delivery to pipeline from both landfills is 650,000 MMBtu/yr |  |  | 0.864 | Peoples Natural Gas | Keystone Renewable Energy, LLC; Leaf Clean Energy | Montauk Energy | No | 0 | 0
1007718 | 1284 | Southern Alleghenies LF | PA | Davidsville | Somerset | Private | Waste Management, Inc. | 9710350 | 2018 | Yes | 2.88 | 0.864 | 180815-2 | Operational | Combination Project, De-Expansion #1 | 2015-01-01 | Renewable Natural Gas | Vehicle Fuel | Pipeline Injection |  |  |  | 2.32 | Peoples Natural Gas | Keystone Renewable Energy, LLC; Leaf Clean Energy | Montauk Energy | No | 0.10155 | 0.00915
1007634 | 1252 | Tullytown LF | PA | Tullytown | Bucks | Private | Waste Management, Inc. | 46406477 | 2017 | Yes | 11.499 |  | 1327-0 | Operational | Combination Project | 1997-01-01 | Electricity | Steam Turbine |  | boiler/steam turbine | 9.1 | 10 |  | Exelon Power | Exelon Power; Waste Management, Inc. | WM Renewable Energy, LLC | Yes | 0.41114 | 0.04801
1007634 | 1252 | Tullytown LF | PA | Tullytown | Bucks | Private | Waste Management, Inc. | 46406477 | 2017 | Yes | 11.499 |  | 1327-2 | Operational | Combination Project - Expansion #2 | 2005-01-01 | Electricity | Steam Turbine |  | boiler to steam turbine; each of the 2 steam turbine-generator units at the Fairless Hills power generation facility is 30 MW | 10 | 10 |  | Exelon Power | Exelon Power; Waste Management, Inc. | WM Renewable Energy, LLC | Yes | 0.2259 | 0.02638
1007634 | 1252 | Tullytown LF | PA | Tullytown | Bucks | Private | Waste Management, Inc. | 46406477 | 2017 | Yes | 11.499 |  | 201440-0 | Operational | Project #3 | 2013-03-01 | Electricity | Reciprocating Engine |  | (1) CAT 3520 | 1.4 | 1.6 | 0.74 | PECO Energy Company | WM Renewable Energy, LLC | WM Renewable Energy, LLC | Yes | 0.06325 | 0.00739
1007692 | 1285 | Valley LF | PA | Irwin | Westmoreland | Private | Waste Management, Inc. | 8799567 | 2018 | Yes | 2.67 |  | 1360-0 | Shutdown | Project #1 | 2004-02-27 | Renewable Natural Gas | Vehicle Fuel | Pipeline Injection | CNG fuel |  |  | 1.37 | Equitrans interstate pipeline | Montauk Energy |  | No | 0 | 0
1007692 | 1285 | Valley LF | PA | Irwin | Westmoreland | Private | Waste Management, Inc. | 8799567 | 2018 | Yes | 2.67 |  | 1360-1 | Operational | Project #1, De-Expansion #1 | 2015-01-01 | Renewable Natural Gas | Vehicle Fuel | Pipeline Injection | CNG fuel |  |  | 1 | Equitrans interstate pipeline | Montauk Energy |  | No | 0.08754 | 0.00789
1005158 | 2341 | Arecibo Landfill | PR | Arecibo | Arecibo | Public | Municipality of Arecibo | 5671434 | 2018 | Yes | 0.494 |  | 180444-0 | Operational | Project #1 | 2014-05-30 | Electricity | Reciprocating Engine |  | supplies power for landfill facility operations | 0.075 |  |  |  | Green Fuels Corp.; Landfill Gas Technologies |  | No | 0.00339 | 0.0004
1005166 | 1935 | Toa Baja LF | PR | Toa Baja | Toa Baja | Public | Municipality of Toa Baja, PR | 10968154 | 2018 | Yes | 1.091 | 1 | 167006-0 | Operational | Project #1 | 2017-01-01 | Electricity | Reciprocating Engine |  | (1) CAT 3516 & (1) CAT 3520 | 2.4 | 2.4 | 1.296 |  | Green Fuels Corp.; Landfill Gas Technologies |  | No | 0.10843 | 0.01266
1006283 | 1845 | Central LF | RI | Johnston | Providence | Private | Rhode Island Resource Recovery Corporation | 38031825 | 2018 | Yes | 15.6 |  | 166424-0 | Shutdown | Project #1 | 1990-01-01 | Electricity | Reciprocating Engine |  | (9) 1,700-kW Waukesha units, operating at 75% capacity | 12 | 15.3 |  | ISO - New England | Palmer Capital Corporation | Ridgewood Renewable Power LLC | No | 0 | 0
1006283 | 1845 | Central LF | RI | Johnston | Providence | Private | Rhode Island Resource Recovery Corporation | 38031825 | 2018 | Yes | 15.6 |  | 166424-1 | Shutdown | Project #1, Expansion #1 | 2004-01-01 | Electricity | Reciprocating Engine |  | (2) Deutz units at 1.2 MW each | 2.4 | 2.4 |  | ISO - New England | Palmer Capital Corporation | Ridgewood Renewable Power LLC | No | 0 | 0
1006283 | 1845 | Central LF | RI | Johnston | Providence | Private | Rhode Island Resource Recovery Corporation | 38031825 | 2018 | Yes | 15.6 |  | 166424-2 | Operational | Project #1, Expansion #2 | 2005-12-01 | Electricity | Reciprocating Engine |  | (4) Caterpillar units at 1.5 MW each | 6 |  |  | ISO - New England | Rhode Island Resource Recovery Corporation; Ridgewood Renewable Power LLC | Broadrock Renewables LLC | Unknown | 0.27108 | 0.03165
1006283 | 1845 | Central LF | RI | Johnston | Providence | Private | Rhode Island Resource Recovery Corporation | 38031825 | 2018 | Yes | 15.6 |  | 180983-0 | Operational | Project #2 | 2013-03-31 | Electricity | Combined Cycle |  | 32.8 MW electricity, 91,956 lbs/hr heat recovery steam, 1,200 tons of chilled water | 32.8 |  |  | National Grid | Macquarie Infrastructure Partners II |  | No | 1.4819 | 0.17304
| 1846 | Cranston Sanitary Landfill | RI | Cranston | Providence | Private | A. Capuano Brothers, Inc. | 1000000 |  | Yes |  |  | 166425-0 | Operational | Project #1 | 1996-01-01 | Electricity | Reciprocating Engine |  |  | 0.5 |  |  |  | Highland Power Co. |  | No | 0.02259 | 0.00264
1002813 | 2051 | Anderson Regional Landfill | SC | Belton | Anderson | Private | Waste Connections, Inc. | 6457143 | 2018 | Yes | 1.205 |  | 167138-0 | Operational | Project #1 | 2008-10-01 | Electricity | Reciprocating Engine |  | (2) Caterpillar 20-cylinder engine generators | 1.7 | 3.2 | 0.9 | Santee Cooper | Santee Cooper | Santee Cooper | Yes | 0.07681 | 0.00897
1003478 | 2109 | Berkeley County Subtitle D LF | SC | Moncks Corner | Berkeley | Public | Berkeley County Water and Sanitation Authority, SC | 4826389 | 2018 | Yes | 0.503 |  | 166977-0 | Operational | Project #1 | 2011-02-01 | Electricity | Reciprocating Engine |  | LFG piped ~200 yards to (2) 1.6-MW CAT 3520 engines - only (1) engine runs at a time; advanced siloxane control system | 0.8 | 1.6 | 0.5 | Santee Cooper | Berkeley County Water and Sanitation Authority, SC; Santee Cooper | Santee Cooper | Yes | 0.03614 | 0.00422
1004074 | 1848 | Enoree Landfill | SC | Greer | Greenville | Public | Greenville County, SC | 5334538 | 2007 | Yes | 0.979 | 0.002 | 166427-0 | Operational | Project #1 | 2008-08-08 | Electricity | Reciprocating Engine |  | (2) Caterpillar G3520 engines | 2 | 3.2 | 1.1 | Duke Energy | Greenville Gas Producers, LLC |  | No | 0.09036 | 0.01055
1003528 | 2113 | Georgetown County Subtitle D LF | SC | Georgetown | Georgetown | Public | Georgetown County Environmental Services Division, SC | 2002692 | 2018 | Yes | 0.182 |  | 166429-0 | Shutdown | Project #1 | 2010-03-01 | Electricity | Reciprocating Engine |  | (1) GE Jenbacher V-20 engine | 0.55 | 1.1 |  | Santee Cooper | Santee Cooper | Santee Cooper | Yes | 0 | 0
1003528 | 2113 | Georgetown County Subtitle D LF | SC | Georgetown | Georgetown | Public | Georgetown County Environmental Services Division, SC | 2002692 | 2018 | Yes | 0.182 |  | 166429-1 | Shutdown | Project #1, De-Expansion #1 | 2014-01-01 | Electricity | Reciprocating Engine |  | (1) GE Jenbacher V-20 engine | 0.43 |  |  | Santee Cooper | Santee Cooper | Santee Cooper | Yes | 0 | 0
1003528 | 2113 | Georgetown County Subtitle D LF | SC | Georgetown | Georgetown | Public | Georgetown County Environmental Services Division, SC | 2002692 | 2018 | Yes | 0.182 |  | 166429-2 | Operational | Project #1, De-Expansion #2 | 2018-01-01 | Electricity | Reciprocating Engine |  | (1) GE Jenbacher V-20 engine | 0.05 |  |  | Santee Cooper | Santee Cooper | Santee Cooper | Yes | 0.00226 | 0.00026
1003039 | 2115 | Greenwood County Landfills | SC | Greenwood | Greenwood | Public | Greenwood County Public Works, SC | 2746188 | 2017 | Yes | 0.351 |  | 180176-0 | Operational | Project #1 | 2009-06-25 | Direct | Boiler |  | 5.2 mi pipeline to 1 (full-time) converted NG boiler |  |  | 0.432 | FujiFilm | Methane Power, LLC | Greenwood County Public Works, SC | No | 0.03782 | 0.00373
1003039 | 2115 | Greenwood County Landfills | SC | Greenwood | Greenwood | Public | Greenwood County Public Works, SC | 2746188 | 2017 | Yes | 0.351 |  | 180176-1 | Planned | Project #1, Expansion #1 | 2019-12-31 | Direct | Boiler |  | 5.2 mi pipeline to 2nd (full-time) converted NG boiler |  |  | 0.432 |  |  | Greenwood County Public Works, SC | Unknown | 0 | 0
1003394 | 1917 | Horry County SWA Landfill | SC | Conway | Horry | Public | Horry County Solid Waste Authority, SC | 7002392 | 2018 | Yes | 1.2 |  | 166972-0 | Operational | Project #1 | 2001-09-04 | Electricity | Reciprocating Engine |  | 2 generators initially, added a 3rd later, each produces 1.1 MW, units actually net out closer to 1 MW each | 2.2 | 2.2 | 0.93 | Santee Cooper | Enerdyne Power Systems, Inc.; Santee Cooper; SCS Engineers | Santee Cooper | No | 0.0994 | 0.01161
1003394 | 1917 | Horry County SWA Landfill | SC | Conway | Horry | Public | Horry County Solid Waste Authority, SC | 7002392 | 2018 | Yes | 1.2 |  | 166972-1 | Operational | Project #1, Expansion #1 | 2003-03-01 | Electricity | Reciprocating Engine |  | 2 generators initially, added a 3rd later, each produces 1.1 MW, units actually net out closer to 1 MW each | 1.1 | 1.1 | 0.467 | Santee Cooper | Santee Cooper | Santee Cooper | Yes | 0.0497 | 0.0058
| 1920 | Langley Landfill | SC | Langley | Aiken | Public | Aiken County, SC | 1273000 | 1998 | Yes |  |  | 166976-0 | Operational | Project #1 | 2007-01-01 | Direct | Direct Thermal |  | kaolin kilns/dryers 600 feet from landfill |  |  | 1.296 | Kentucky Tennessee Clay Company |  |  | No | 0.11345 | 0.0112
1002557 | 2094 | Lee County LF, LLC | SC | Bishopville | Lee | Private | Republic Services, Inc. | 19551876 | 2018 | Yes | 6.15 | 1.36 | 180155-0 | Operational | Project #1 | 2005-03-01 | Electricity | Reciprocating Engine |  | (3) 1.8-MW GE Jenbacher LEANOx J616GS IC engines drive 4160 V Kato generators, treatment: drop-out tank, chiller, temperature swing absorbers (carbon filters for siloxane) | 2.35 | 5.4 | 1.8 | Santee Cooper | Santee Cooper |  | Yes | 0.10617 | 0.0124
1002557 | 2094 | Lee County LF, LLC | SC | Bishopville | Lee | Private | Republic Services, Inc. | 19551876 | 2018 | Yes | 6.15 | 1.36 | 180155-1 | Operational | Project #1, Expansion #1 | 2009-06-01 | Electricity | Gas Turbine |  | 5.5 MW Solar Taurus 60 turbine driving a 4160 V Kato generator | 2.35 | 5.5 | 1.8 | Santee Cooper | Santee Cooper |  | Yes | 0.10617 | 0.0124
1007582 | 2000 | Oakridge Landfill Inc. | SC | Dorchester | Dorchester | Private | Waste Management, Inc. | 14300237 | 2018 | Yes | 1.751 | 1.679 | 167085-0 | Operational | Project #1 | 2018-05-03 | Direct | Leachate Evaporation |  | APTIM 40,000 gpd |  |  | 0.65 | Waste Management, Inc. | Waste Management, Inc. |  | Yes | 0.0569 | 0.00562
1007892 | 1928 | Palmetto Landfill | SC | Wellford | Spartanburg | Private | Waste Management, Inc. | 22938750 | 2015 | Yes | 5.12 | 1.429 | 166993-0 | Shutdown | Project #1 | 2003-04-01 | Electricity | Cogeneration |  | 9.5-mile pipeline brings cleaned gas to (4) converted gas turbines with 300F heat recovery boilers, each producing 1.2 MW electricity & 18 MMBtu/hr hot water for industrial use; supplies 25% of BMW's annual electrical needs & 80% of annual thermal needs | 4.4 | 4.8 |  | BMW Manufacturing Co., LLC | Ameresco, Inc. |  | No | 0 | 0
1007892 | 1928 | Palmetto Landfill | SC | Wellford | Spartanburg | Private | Waste Management, Inc. | 22938750 | 2015 | Yes | 5.12 | 1.429 | 166993-1 | Operational | Project #1, Expansion #1 | 2009-08-01 | Electricity | Cogeneration |  | (2) highly efficient gas turbine generators and heat recovery boilers (~30 MMBtu/hr per boiler) replaced original (4) turbine system, new specialized siloxane removal system too, 9.5-mile pipeline, provides hot water to paint shop | 6.5 | 11 |  | BMW Manufacturing Co., LLC | BMW Manufacturing Co., LLC |  | Yes | 0.29367 | 0.03429
1007706 | 1854 | Richland County Landfill | SC | Elgin | Richland | Private | Waste Management, Inc. | 20168736 | 2018 | Yes | 4.945 |  | 166434-0 | Operational | Project #1 | 2006-02-28 | Electricity | Gas Turbine |  | 5.5 MW Solar Taurus 60 turbine driving a 4160 V Kato generator | 2.3 | 5.5 |  | Santee Cooper | Santee Cooper |  | Yes | 0.10391 | 0.01213
1007706 | 1854 | Richland County Landfill | SC | Elgin | Richland | Private | Waste Management, Inc. | 20168736 | 2018 | Yes | 4.945 |  | 166434-1 | Operational | Project #1, Expansion #1 | 2013-01-01 | Electricity | Reciprocating Engine |  | (2) 1.6-MW Caterpillar engines | 1 | 3.2 |  | Santee Cooper | Santee Cooper |  | Yes | 0.04518 | 0.00528
1006351 | 2105 | Three Rivers Regional Subtitle D MSWLF | SC | Jackson | Aiken | Public | Three Rivers Solid Waste Authority, SC | 5015987 | 2018 | Yes | 2.304 |  | 180166-0 | Operational | Project #1 | 2008-05-15 | Direct | Boiler |  | 15.8-mile pipeline to retrofitted steam boiler at industrial site |  |  | 1.3 | Kimberly Clark Beech Island Facility | Siemens Building Technologies, Inc. | Three Rivers Solid Waste Authority, SC | No | 0.1138 | 0.01124
1006351 | 2105 | Three Rivers Regional Subtitle D MSWLF | SC | Jackson | Aiken | Public | Three Rivers Solid Waste Authority, SC | 5015987 | 2018 | Yes | 2.304 |  | 180166-1 | Operational | Project #1, Expansion #1 | 2013-01-01 | Direct | Boiler |  | 15.8-mile pipeline to retrofitted steam boiler at industrial site |  |  | 0.65 | Kimberly Clark Beech Island Facility | Siemens Building Technologies, Inc. | Three Rivers Solid Waste Authority, SC | No | 0.0569 | 0.00562
1004485 | 2126 | Union County Regional MSW Landfill | SC | Enoree | Union | Private | Republic Services, Inc. | 9500242 | 2018 | Yes | 1.87 |  | 180187-0 | Operational | Project #1 | 2015-04-01 | Electricity | Reciprocating Engine |  | (2) engines, each powering a 1,600-kW generator | 3.2 | 3.2 |  | Duke Energy | Lockhart Power Company |  | No | 0.14458 | 0.01688
1004251 | 1918 | Wellford LF | SC | Wellford | Spartanburg | Public | Spartanburg County Public Works Department, SC | 3663675 | 2018 | Yes | 1.529 |  | 166973-0 | Operational | Project #1 | 2011-06-22 | Direct | Boiler |  | 6.1-mile pipeline to (1) Cleaver-Brooks 600 HP fire-tube boiler, (1) Cleaver-Brooks 250 HP fire-tube boiler, (1) Carotek 400 HP hot oil heater; offsetting NG use; provides nearly 100% of facility's energy needs |  |  | 0.72 | Milliken & Company | Spartanburg County Public Works Department, SC |  | Yes | 0.06303 | 0.00622
1004251 | 1918 | Wellford LF | SC | Wellford | Spartanburg | Public | Spartanburg County Public Works Department, SC | 3663675 | 2018 | Yes | 1.529 |  | 180996-0 | Operational | Project #2 | 2011-05-31 | Electricity | Reciprocating Engine |  | Caterpillar G3520C engine generator unit | 0.8 | 1.6 | 0.36 | Duke Energy | Lockhart Power Company |  | Yes | 0.03614 | 0.00422
1004676 | 2331 | Rapid City Landfill | SD | Rapid City | Pennington | Public | City of Rapid City, SD | 3089581 | 2018 | Yes | 0.437 | 0.077 | 180427-0 | Operational | Project #1 | 2014-01-01 | Direct | Boiler |  | Boiler heats water for three buildings at the landfill: education center and new maintenance buildings |  |  | 0.36 | City of Rapid City, SD |  |  | Unknown | 0.03152 | 0.00311
1002656 | 2294 | Sioux Falls Regional Sanitary Landfill (SFRSL) | SD | Hartford | Minnehaha | Public | City of Sioux Falls, SD | 10180000 | 2008 | Yes | 3.02 | 1.22 | 180387-0 | Operational | Project #1 | 2009-02-28 | Direct | Boiler |  | 11-mile pipeline to plant for use in a boiler and grain dryers for producing portion of 105 million gallons of ethanol per year, offsets 10% of NG needs |  |  | 1.8 | POET | City of Sioux Falls, SD; POET |  | Yes | 0.15758 | 0.01556
1003147 | 1326 | Alcoa/ Maryville/ Blount County Landfill | TN | Friendsville | Blount | Public | Blount County, TN; City of Alcoa, TN; City of Maryville, TN | 2783155 | 2018 | Yes | 0.523 | 0.023 | 1402-0 | Operational | Project #1 | 2011-08-12 | Electricity | Reciprocating Engine |  | (1) Caterpillar G3516A+ engine rated at 999 kW [16 cylinders, 4,210 cubic inches, 1,434 HP, 1,500 rpm, 0.6 gram lean burn]; gas treatment skid to remove H2S and siloxanes | 0.999 | 0.999 | 0.5 | Tennessee Valley Authority (TVA) | Alcoa Gas Producers, LLC |  | No | 0.04513 | 0.00527
1005281 | 1332 | Bi-County LF | TN | Woodlawn | Montgomery | Public | Bi-County Solid Waste Management Systems, TN | 5497468 | 2018 | Yes | 1.163 | 0.292 | 1408-0 | Operational | Project #1 | 2011-07-26 | Electricity | Reciprocating Engine |  | (1) Caterpillar G3516A+ engine rated at 999 kW [16 cylinders, 4,210 cubic inches, 1,434 HP, 1,500 rpm, 0.6 gram lean burn] - overdrive unit increases output from 800 kW to 1 MW; gas treatment skid to remove H2S and siloxanes | 0.44 | 0.999 |  | Tennessee Valley Authority (TVA) | Bi-County Gas Producers, LLC | ENERGYneering Solutions, Inc (ESI) | No | 0.01988 | 0.00232
1005281 | 1332 | Bi-County LF | TN | Woodlawn | Montgomery | Public | Bi-County Solid Waste Management Systems, TN | 5497468 | 2018 | Yes | 1.163 | 0.292 | 1408-1 | Operational | Project #1, Expansion #1 | 2013-12-06 | Electricity | Reciprocating Engine |  | (1) 1.953-MW CAT G3520A+ engine with gear-box to increase output & efficiency | 0.86 | 1.953 |  | Tennessee Valley Authority (TVA) | Bi-County Gas Producers, LLC | ENERGYneering Solutions, Inc (ESI) | No | 0.03885 | 0.00454
1002649 | 1452 | Carter Valley Landfill | TN | Church Hill | Hawkins | Private | Republic Services, Inc. | 12723765 | 2005 | Yes | 2.16 |  | 1528-0 | Shutdown | Project #1 | 2009-04-01 | Renewable Natural Gas | Other | Pipeline Injection | 2.5-mile pipeline to existing NG pipeline; uses membrane technology |  |  | 1.44 | Eastman Chemical Company | TenGasCo | TenGasCo | No | 0 | 0
1002649 | 1452 | Carter Valley Landfill | TN | Church Hill | Hawkins | Private | Republic Services, Inc. | 12723765 | 2005 | Yes | 2.16 |  | 1528-1 | Operational | Project #1, Re-Start | 2019-05-07 | Renewable Natural Gas | Vehicle Fuel | Pipeline Injection | will produce enough RNG to fuel 80 class 8 trucks daily, displacing nearly 1.5 million gallons of diesel annually |  |  | 1.728 | East Tennessee Natural Gas Company; General Gas Pipeline | Tennessee Renewable Group LLC | Tennessee Renewable Group LLC | No | 0.15127 | 0.01363
1002649 | 1452 | Carter Valley Landfill | TN | Church Hill | Hawkins | Private | Republic Services, Inc. | 12723765 | 2005 | Yes | 2.16 |  | 200975-0 | Shutdown | Project #2 | 2012-01-25 | Electricity | Reciprocating Engine |  | (1) Caterpillar genset | 0.999 | 0.999 |  | Holston Electric Cooperative, Inc.; Tennessee Valley Authority (TVA) | TenGasCo |  | No | 0 | 0
1002649 | 1452 | Carter Valley Landfill | TN | Church Hill | Hawkins | Private | Republic Services, Inc. | 12723765 | 2005 | Yes | 2.16 |  | 200975-1 | Operational | Project #2, De-Expansion #1 | 2019-09-30 | Electricity | Reciprocating Engine |  | (1) Caterpillar genset | 0.5 | 0.99 | 0.432 | Holston Electric Cooperative, Inc.; Tennessee Valley Authority (TVA) | Tennessee Renewable Group LLC | Tennessee Renewable Group LLC | No | 0.02259 | 0.00264
1007795 | 1346 | Chestnut Ridge LF | TN | Heiskell | Anderson | Private | Waste Management, Inc. | 19541610 | 2018 | Yes | 2.976 |  | 1422-0 | Operational | Project #1 | 1992-01-01 | Electricity | Reciprocating Engine |  | (4) Caterpillar 3516 generators, 95% runtime efficiency | 2.5 | 3.2 | 1.39 | Knoxville Utilities Board; Tennessee Valley Authority (TVA) | Bio Energy Partners | WM Renewable Energy, LLC | No | 0.11295 | 0.01319
1007795 | 1346 | Chestnut Ridge LF | TN | Heiskell | Anderson | Private | Waste Management, Inc. | 19541610 | 2018 | Yes | 2.976 |  | 1422-1 | Operational | Project #1, Expansion #1 | 2011-01-01 | Electricity | Reciprocating Engine |  | (1) Caterpillar 1.6-MW 3520 engine | 1.1 | 1.6 | 0.53 | Tennessee Valley Authority (TVA) | WM Renewable Energy, LLC | WM Renewable Energy, LLC | Yes | 0.0497 | 0.0058
1003227 | 1388 | Iris Glen Environmental Center | TN | Johnson City | Washington | Public | City of Johnson City, TN | 6820267 | 2018 | Yes | 1.606 | 0 | 1464-0 | Operational | Project #1 | 2007-02-01 | Direct | Boiler |  | PSA, carbon filter, & membrane filtration system, ~90% pipeline quality gas (~875 Btu/scf), ~4 mi pipeline, capacity of 100,000 lb/hr steam, 7.5 MW, & chilled water (offsets NG use in 4 industrial boilers or 3.5 MW engine/genset) |  |  | 2.16 | Veterans Affairs Medical Center, Mountain Home | Energy Systems Group, LLC |  | No | 0.18909 | 0.01867
1003269 | 1411 | Meadow Branch Landfill | TN | Athens | McMinn | Private | Waste Connections, Inc. | 8406322 | 2017 | Yes | 2.592 |  | 1487-0 | Operational | Project #1 | 2011-09-28 | Renewable Natural Gas | Vehicle Fuel | Pipeline Injection | 9.5-mile, 4-inch steel pipeline delivers ~1,000 MMBtu/day initially; refrigeration, PSA, carbon filtration, membrane separation, Air Liquide-Medal Biogaz System clean LFG to pipeline quality standards |  |  | 2.5 | Enbridge Inc. | Renewco LLC | PowerSecure Inc. | No | 0.21885 | 0.01973
1006303 | 1327 | North Shelby Landfill | TN | Millington | Shelby | Private | Republic Services, Inc. | 14794165 | 2018 | Yes | 2.5598 | 0.3195 | 1403-0 | Operational | Project #1 | 2014-09-30 | Renewable Natural Gas | Vehicle Fuel | Pipeline Injection | Plant is anticipated to produce ~4 million diesel GGE of renewable natural gas fuel annually, steadily increasing to more than 5.7 million diesel GGE annually during the first 10 years of operations |  |  | 2.24 | Memphis Light, Gas and Water (MLGW) | Clean Energy Renewable Fuels (CERF) | Aria Energy, LLC; Clean Energy Renewable Fuels (CERF) | No | 0.19609 | 0.01767
1002466 | 1330 | South Shelby Landfill | TN | Memphis | Shelby | Private | Republic Services, Inc. | 32722803 | 2018 | Yes | 5.314 |  | 1406-0 | Operational | Project #1 | 2004-08-01 | Direct | Boiler |  | LFG is piped 5 miles to 3 boilers for steam generation at the Solae facility, a soy based food ingredients plant |  |  | 6.048 | The Solae Company | CPL Systems, Inc.; Memphis Light, Gas and Water (MLGW) |  | No | 0.52945 | 0.05228
1002466 | 1330 | South Shelby Landfill | TN | Memphis | Shelby | Private | Republic Services, Inc. | 32722803 | 2018 | Yes | 5.314 |  | 1406-1 | Operational | Project #1, Expansion #1 | 2005-11-01 | Direct | Boiler |  | LFG is piped 5 miles to 3 boilers for steam generation at the Solae facility a soy based food ingredients plant |  |  | 1.152 | The Solae Company | CPL Systems, Inc.; Memphis Light, Gas and Water (MLGW) |  | No | 0.10085 | 0.00996
1007889 | 1387 | West Camden Sanitary Landfill | TN | Camden | Benton | Private | Waste Management, Inc. | 12148795 | 2018 | Yes | 3.271 |  | 1463-0 | Operational | Project #1 | 2012-12-31 | Electricity | Reciprocating Engine |  | (3) Caterpillar G3520C low-emission, lean-burn, four-stroke, turbocharged, after-cooled engines, each rated at 2,233 bhp or 14.53 MMBtu/hr | 4.34 | 4.8 | 1.92 | Tennessee Valley Authority (TVA) | WM Renewable Energy, LLC | WM Renewable Energy, LLC | Yes | 0.19608 | 0.0229
1004377 | 12201 | 121 Regional Disposal Facility | TX | Melissa | Collin | Public | North Texas Municipal Water District, TX | 10691461 | 2018 | Yes | 6.142 | 0 | 181123-0 | Operational | Project #1 | 2017-12-15 | Renewable Natural Gas | Vehicle Fuel | Pipeline Injection | Physical solvent process with patented enhancements and catalytic oxygen removal - removes CO2, H2O, H2S, siloxanes, and other impurities from LFG; gas is transported 5.5 miles and sold into adjoining natural gas pipeline |  |  | 3.4 | Atmos Pipeline-Texas; Shell Energy North America | Morrow Renewables, LLC | Morrow Renewables, LLC | No | 0.29764 | 0.02683
1004377 | 12201 | 121 Regional Disposal Facility | TX | Melissa | Collin | Public | North Texas Municipal Water District, TX | 10691461 | 2018 | Yes | 6.142 | 0 | 181123-1 | Operational | Project #1, Expansion #1 | 2018-06-01 | Renewable Natural Gas | Vehicle Fuel | Pipeline Injection | Physical solvent process with patented enhancements and catalytic oxygen removal - removes CO2, H2O, H2S, siloxanes, and other impurities from LFG; gas is transported 5.5 miles and sold into adjoining natural gas pipeline |  |  | 2.2 | Atmos Pipeline-Texas; Shell Energy North America | Morrow Renewables, LLC | Morrow Renewables, LLC | No | 0.19259 | 0.01736
1002645 | 1467 | Arlington LF | TX | Euless | Tarrant | Public | City of Arlington, TX | 25760338 | 2018 | Yes | 4.422 | 0 | 1544-0 | Operational | Project #1 | 2003-04-01 | Electricity | Cogeneration |  | LFG is compressed and piped 4 miles at 60 psig to WWTP, used as supplemental fuel to run 2 Solar Taurus 60 gas turbines (5.2 MW each) along with the WWTP biogas, heat recovery system on turbines | 5 | 10.4 | 2.9 | Village Creek Water Reclamation Facility (VCWRF) | Renovar Energy Corp. |  | No | 0.2259 | 0.02638
1007800 | 1479 | Atascocita RDF | TX | Humble | Harris | Private | Waste Management, Inc. | 36524303 | 2018 | Yes | 9.575 | 4.735 | 200969-0 | Operational | Project #2 | 2018-05-02 | Renewable Natural Gas | Vehicle Fuel | Pipeline Injection | designed for 10.8 mmscfd inlet, Air Liquide membrane Biogaz system for CO2 membrane separation, Molecular Gate adsoprtion technology, & PSB deoxo and dryer, plant will provide RNG to the transportation market; CNG fuel |  |  | 4.84 | Houston Pipe Line Company LP | Montauk Energy | Montauk Energy | No | 0.4237 | 0.03819
1007894 | 1464 | Austin Community RDF | TX | Austin | Travis | Private | Waste Management, Inc. | 22019504 | 2018 | Yes | 4.059 |  | 180432-0 | Operational | Project #2 | 2007-09-01 | Electricity | Reciprocating Engine |  | (4) Caterpillar 3520 engines | 4.4 | 6.4 | 2.65 | Electric Reliability Council of Texas [ERCOT] | WM Renewable Energy, LLC |  | Yes | 0.19879 | 0.02321
1005891 | 1812 | Blue Ridge LF | TX | Fresno | Fort Bend | Private | Republic Services, Inc. | 22500545 | 2018 | Yes | 10.239 | 5.88 | 201010-0 | Operational | Project #3 | 2018-11-30 | Renewable Natural Gas | Vehicle Fuel | Pipeline Injection | Physical solvent process with patented enhancements and catalytic oxygen removal - removes CO2, H2O, H2S, siloxanes, and other impurities from LFG; gas is transported and sold into adjoining natural gas pipeline |  |  | 11.52 |  | Morrow Renewables, LLC | Morrow Renewables, LLC | No | 1.0085 | 0.0909
1007780 | 1480 | Camelot Landfill | TX | Lewisville | Denton | Public | City of Farmers Branch, TX | 20169376 | 2018 | Yes | 2.958 |  | 1557-0 | Operational | Project #1 | 2011-02-01 | Electricity | Reciprocating Engine |  | (2) Caterpillar 3520s | 2.8 | 3.2 | 1.58 | CoServ Electric | WM Renewable Energy, LLC |  | No | 0.1265 | 0.01477
1000372 | 1805 | City of Denton Landfill | TX | Denton | Denton | Public | City of Denton, TX | 4319788 | 2018 | Yes | 1.29 | 0.31 | 180836-0 | Operational | Project #2 | 2008-12-17 | Electricity | Reciprocating Engine |  | (1) Caterpillar 3520 engine | 1.6 | 1.6 | 0.98 | Denton Municipal Electric | DTE Biomass Energy | DTE Biomass Energy | No | 0.07229 | 0.00844
1007276 | 11822 | City of Edinburg Landfill | TX | Edinburg | Hidalgo | Public | City of Edinburg, TX | 11574590 | 2018 | Yes | 2.336 |  | 181051-0 | Operational | Project #1 | 2016-05-03 | Renewable Natural Gas | Vehicle Fuel | Pipeline Injection | treatment to remove trace components, sulfur compounds, CO2, O2, and water vapor to meet stringent pipeline specifications, designed for 3,000 scfm; initially selling ~1,200 mmBtu/day |  |  | 2.3 | Shell Energy North America | Morrow Renewables, LLC |  | No | 0.20135 | 0.01815
1007802 | 1816 | City of Victoria Landfill | TX | Bloomington | Victoria | Public | City of Victoria, TX | 4758120 | 2018 | Yes | 2.07 |  | 101879-0 | Operational | Project #1 | 2014-03-27 | Direct | Direct Thermal |  |  |  |  | 1.584 | INEOS Nitriles | Renovar Energy Corp. | Mas Energy, LLC | No | 0.13867 | 0.01369
1003646 | 1808 | Coastal Plains RDF | TX | Alvin | Galveston | Private | Waste Management, Inc. | 21791298 | 2018 | Yes | 4.19 |  | 101867-0 | Shutdown | Project #1 | 2003-01-10 | Electricity | Reciprocating Engine |  | (4) Jenbacher 616 engines, 1.667 MW each | 3.38 | 6.67 |  | Electric Reliability Council of Texas [ERCOT] |  | Montauk Energy | No | 0 | 0
1003646 | 1808 | Coastal Plains RDF | TX | Alvin | Galveston | Private | Waste Management, Inc. | 21791298 | 2018 | Yes | 4.19 |  | 101867-1 | Operational | Project #1, De-Expansion #1 | 2019-01-01 | Electricity | Reciprocating Engine |  | (3) Jenbacher 616 engines, 1.667 MW each, remain | 1.6 | 5 |  | Electric Reliability Council of Texas [ERCOT] |  | Montauk Energy | No | 0.07229 | 0.00844
1003439 | 1509 | Covel Gardens RDF | TX | San Antonio | Bexar | Private | Waste Management, Inc. | 34212727 | 2018 | Yes | 9.133 |  | 1586-0 | Operational | Project #1 | 2005-12-20 | Electricity | Reciprocating Engine |  | (6) 1.6-MW Caterpiller 3520C reciprocating engines | 7.1 | 9.6 |  | CPS Energy | Energy Developments, Inc |  | No | 0.32078 | 0.03746
1005834 | 1461 | DFW Recycling & Disposal Facility | TX | Lewisville | Denton | Private | Waste Management, Inc. | 69603030 | 2018 | Yes | 8.369 |  | 1537-0 | Operational | Project #1 | 1988-05-01 | Electricity | Gas Turbine |  | 2 Centaur units installed, one in 1987 and one in 1995 | 3.1 | 3.1 |  | Electric Reliability Council of Texas [ERCOT] | Bio Energy Partners | WM Renewable Energy, LLC | No | 0.14006 | 0.01635
1005834 | 1461 | DFW Recycling & Disposal Facility | TX | Lewisville | Denton | Private | Waste Management, Inc. | 69603030 | 2018 | Yes | 8.369 |  | 1537-1 | Operational | Project #1, Expansion #1 | 1995-01-01 | Electricity | Gas Turbine |  | 2 Centaur units installed, one in 1987 and one in 1995 | 3.1 | 3.1 |  | Electric Reliability Council of Texas [ERCOT] | Bio Energy Partners | WM Renewable Energy, LLC | No | 0.14006 | 0.01635
1005834 | 1461 | DFW Recycling & Disposal Facility | TX | Lewisville | Denton | Private | Waste Management, Inc. | 69603030 | 2018 | Yes | 8.369 |  | 1537-2 | Operational | Project #1, Expansion #2 | 2009-07-01 | Electricity | Reciprocating Engine |  | (4) Caterpillar 3520s | 3.58 | 6.4 |  | Electric Reliability Council of Texas [ERCOT] | WM Renewable Energy, LLC | WM Renewable Energy, LLC | Yes | 0.16174 | 0.01889
1002321 | 12101 | Fort Bend Regional Landfill | TX | Needville | Fort Bend | Private | WCA Waste Corporation | 10466867 | 2018 | Yes | 3.578 |  | 181097-0 | Operational | Project #1 | 2013-06-02 | Renewable Natural Gas | Vehicle Fuel | Pipeline Injection | Physical solvent process with patented enhancements and catalytic oxygen removal to remove CO2, H2O, H2S, siloxanes, and other impurities from LFG; gas used down the pipeline for vehicle fuel |  |  | 2.45 | GHI Energy | Enerdyne Power Systems, Inc.; Morrow Renewables, LLC | DTE Biomass Energy | No | 0.21448 | 0.01933
1002321 | 12101 | Fort Bend Regional Landfill | TX | Needville | Fort Bend | Private | WCA Waste Corporation | 10466867 | 2018 | Yes | 3.578 |  | 181097-1 | Operational | Project #1, Expansion #1 | 2018-05-31 | Renewable Natural Gas | Vehicle Fuel | Pipeline Injection | Physical solvent process with patented enhancements and catalytic oxygen removal to remove CO2, H2O, H2S, siloxanes, and other impurities from LFG; gas used down the pipeline for vehicle fuel |  |  | 2.05 | GHI Energy | DTE Biomass Energy | DTE Biomass Energy | No | 0.17946 | 0.01618
1005895 | 1503 | Greenwood Farms Landfill | TX | Tyler | Smith | Public | City of Tyler, TX | 10550096 | 2018 | Yes | 2.304 |  | 1580-0 | Operational | Project #1 | 2009-04-22 | Renewable Natural Gas | Vehicle Fuel | Pipeline Injection | Physical solvent process with patented enhancements to remove CO2, H2O, H2S, siloxanes, and other impurities from LFG; gas used down the pipeline for vehicle fuel |  |  | 2.304 | Gulf South Pipeline; Los Angeles Department of Water & Power (LADWP); Shell Energy North America | Morrow Renewables, LLC |  | No | 0.2017 | 0.01818
1006465 | 1485 | IESI Turkey Creek Landfill | TX | Alvarado | Johnson | Private | Waste Connections, Inc. | 11022493 | 2013 | Yes | 2.784 | 0 | 1562-0 | Operational | Project #1 | 2012-09-30 | Renewable Natural Gas | Electricity | Pipeline Injection | Physical solvent process with patented enhancements and catalytic oxygen removal - removes CO2, H2O, H2S, siloxanes, and other impurities from LFG; gas is transported and sold into adjoining natural gas pipeline |  |  | 1.92 | Shell Energy North America | Morrow Renewables, LLC | Morrow Renewables, LLC | No | 0.16808 | 0.0166
1006465 | 1485 | IESI Turkey Creek Landfill | TX | Alvarado | Johnson | Private | Waste Connections, Inc. | 11022493 | 2013 | Yes | 2.784 | 0 | 1562-1 | Operational | Project #1, Expansion #1 | 2017-01-01 | Renewable Natural Gas | Electricity | Pipeline Injection | Physical solvent process with patented enhancements and catalytic oxygen removal - removes CO2, H2O, H2S, siloxanes, and other impurities from LFG; gas is transported and sold into adjoining natural gas pipeline |  |  | 0.864 | Shell Energy North America | Morrow Renewables, LLC | Morrow Renewables, LLC | No | 0.07564 | 0.00747
1006899 | 1465 | McCarty Road LF | TX | Houston | Harris | Private | Republic Services, Inc. | 96148883 | 2018 | Yes | 12.526 |  | 1542-0 | Operational | Project #1 | 1986-03-01 | Renewable Natural Gas | Vehicle Fuel | Pipeline Injection | Selexol process is used to separate CO2 and CH4 |  |  | 8 | CenterPoint Energy | Montauk Energy | Montauk Energy | No | 0.70034 | 0.06312
1006899 | 1465 | McCarty Road LF | TX | Houston | Harris | Private | Republic Services, Inc. | 96148883 | 2018 | Yes | 12.526 |  | 180917-0 | Operational | Project #2 | 2009-05-22 | Direct | Boiler |  | 6-mile pipeline, LFG is primary fuel for 4 boilers for heat and steam in the brewing process, replaces 60% of NG use |  |  | 6.48 | Anheuser-Busch Companies | Ameresco, Inc. |  | No | 0.56727 | 0.05601
1006817 | 1459 | McCommas Bluff Landfill | TX | Dallas | Dallas | Public | City of Dallas, TX | 51736229 | 2018 | Yes | 11.3154 | 0 | 1535-0 | Shutdown | Project #1 | 2000-01-01 | Renewable Natural Gas | Vehicle Fuel | Pipeline Injection | original gas cleaning equipment included: SulfaTreat, temperature swing adsorption (TSA), pressure swing adsorption (PSA) for CO2 removal, and thermal oxidizer |  |  | 5.45 | Atmos Energy Corporation | Dallas Landfill Gas Production LLC | Energy Power Partners | No | 0 | 0
1006817 | 1459 | McCommas Bluff Landfill | TX | Dallas | Dallas | Public | City of Dallas, TX | 51736229 | 2018 | Yes | 11.3154 | 0 | 1535-1 | Shutdown | Project #1, De-Expansion #1 | 2007-01-01 | Renewable Natural Gas | Vehicle Fuel | Pipeline Injection | original gas cleaning equipment included: SulfaTreat, temperature swing adsorption (TSA), pressure swing adsorption (PSA) for CO2 removal, and thermal oxidizer |  |  | 2.8 | Atmos Energy Corporation | Dallas Landfill Gas Production LLC | Energy Power Partners | No | 0 | 0
1006817 | 1459 | McCommas Bluff Landfill | TX | Dallas | Dallas | Public | City of Dallas, TX | 51736229 | 2018 | Yes | 11.3154 | 0 | 1535-2 | Operational | Project #1, Expansion #1 | 2008-01-01 | Renewable Natural Gas | Vehicle Fuel | Pipeline Injection |  |  |  | 7 | Sacramento Municipal Utility District (SMUD); Shell Energy North America | Cambrian Energy Development LLC; Clean Energy Renewable Fuels (CERF) | Energy Power Partners | No | 0.61279 | 0.05523
1006817 | 1459 | McCommas Bluff Landfill | TX | Dallas | Dallas | Public | City of Dallas, TX | 51736229 | 2018 | Yes | 11.3154 | 0 | 1535-3 | Operational | Project #1, Expansion #2 | 2012-01-01 | Renewable Natural Gas | Vehicle Fuel | Pipeline Injection |  |  |  | 3 | Sacramento Municipal Utility District (SMUD); Shell Energy North America | Cambrian Energy Development LLC; Clean Energy Renewable Fuels (CERF) | Energy Power Partners | No | 0.26263 | 0.02367
1006817 | 1459 | McCommas Bluff Landfill | TX | Dallas | Dallas | Public | City of Dallas, TX | 51736229 | 2018 | Yes | 11.3154 | 0 | 1535-4 | Operational | Project #1, Expansion #3 | 2014-01-01 | Renewable Natural Gas | Vehicle Fuel | Pipeline Injection | Facility capacity: inlet 15.5 mmscfd raw LFG is capable of producing 9,000 MMBtu/day of renewable natural gas; the RNG is predominantly used to produce renewable electric power by a municipal utility in California |  |  | 1.3 | Sacramento Municipal Utility District (SMUD); Shell Energy North America | Cambrian Energy Development LLC; Clean Energy Renewable Fuels (CERF) | Energy Power Partners | No | 0.1138 | 0.01026
1007893 | 1807 | Mesquite Creek LF | TX | New Braunfels | Comal | Private | Waste Management, Inc. | 10522881 | 2018 | Yes | 2.199 |  | 101866-0 | Operational | Project #1 | 2010-12-31 | Electricity | Reciprocating Engine |  | (2) 1600-kW Caterpillar 3520s | 2.7 | 3.2 | 1.44 | New Braunfels Municipal Utility | WM Renewable Energy, LLC | WM Renewable Energy, LLC | Yes | 0.12199 | 0.01424
1011256 | 2285 | Nelson Gardens LF | TX | San Antonio | Bexar | Public | City of San Antonio, TX | 11802410 | 1993 | Yes | 1.597 | 0.047 | 180352-0 | Operational | Project #1 | 2014-04-01 | Electricity | Reciprocating Engine |  | (4) GE-Jenbacher 320 engines | 2.2 | 4.24 | 1.55 | CPS Energy | Greenfield Energy, LLC | Nelson Gardens Energy, LLC | No | 0.0994 | 0.01161
1006227 | 1472 | Pine Hill LF | TX | Kilgore | Gregg | Private | Four-S Oil Company | 12568285 | 2018 | Yes | 2.462 |  | 1549-0 | Operational | Project #1 | 2017-07-31 | Renewable Natural Gas | Vehicle Fuel | Pipeline Injection | Plant can generate 404.7 million cubic feet of renewable natural gas per year |  |  | 2.16 | Shell Energy North America | Morrow Renewables, LLC |  | No | 0.18909 | 0.01704
1003281 | 1497 | Seabreeze Environmental Landfill | TX | Angleton | Brazoria | Private | Waste Connections Inc. - Central Region | 23674957 | 2018 | Yes | 3.482 | 0 | 1574-0 | Operational | Project #1 | 2018-03-31 | Renewable Natural Gas | Industrial | Pipeline Injection | Physical solvent process with patented enhancements and catalytic oxygen removal to remove CO2, H2O, H2S, siloxanes, and other impurities from LFG; gas used down the pipeline for industrial use |  |  | 3.48 | OCI NV | DTE Biomass Energy | DTE Biomass Energy | No | 0.30465 | 0.03008
1007895 | 1505 | Security Recycling and Disposal LF | TX | Cleveland | Montgomery | Private | Waste Management, Inc. | 11879612 | 2018 | Yes | 3.618 |  | 1582-0 | Operational | Project #1 | 2003-05-01 | Electricity | Reciprocating Engine |  | (2) Jenbacher 616 engines, 1.667 MW each | 2.56 | 3.33 |  | Entergy |  | Montauk Energy | No | 0.11566 | 0.01351
1007852 | 1456 | Skyline LF | TX | Ferris | Ellis | Private | Waste Management, Inc. | 24342406 | 2018 | Yes | 5.582 |  | 1532-0 | Operational | Project #1 | 2007-06-13 | Electricity | Reciprocating Engine |  | (4) Caterpillar 3520 engines | 5 | 6.4 | 2.79 | Electric Reliability Council of Texas [ERCOT] | WM Renewable Energy, LLC | WM Renewable Energy, LLC | Yes | 0.2259 | 0.02638
1002471 | 1820 | Tessman Road Landfill | TX | San Antonio | Bexar | Private | Republic Services, Inc. | 32152628 | 2018 | Yes | 6.424 |  | 101883-0 | Operational | Project #1 | 2002-10-10 | Electricity | Reciprocating Engine |  | 4 Deutz reciprocating engines | 5.4 | 5.4 | 2.9 | Austin Energy | Energy Developments, Inc |  | No | 0.24397 | 0.02849
1002471 | 1820 | Tessman Road Landfill | TX | San Antonio | Bexar | Private | Republic Services, Inc. | 32152628 | 2018 | Yes | 6.424 |  | 101883-1 | Operational | Project #1, Expansion #1 | 2003-05-01 | Electricity | Reciprocating Engine |  | 2 more Deutz engines added | 2.7 | 2.7 | 1.45 | Austin Energy | Energy Developments, Inc |  | No | 0.12199 | 0.01424
1002471 | 1820 | Tessman Road Landfill | TX | San Antonio | Bexar | Private | Republic Services, Inc. | 32152628 | 2018 | Yes | 6.424 |  | 101883-2 | Operational | Project #1, Expansion #2 | 2015-10-01 | Electricity | Reciprocating Engine |  | added (1) Duetz engine | 1.3 | 1.324 | 0.725 | Austin Energy | Energy Developments, Inc |  | No | 0.05873 | 0.00686
1007840 | 1519 | Westside RDF | TX | Aledo | Tarrant | Private | Waste Management, Inc. | 12328360 | 2007 | Yes | 1.701 | 0 | 1596-0 | Operational | Project #1 | 2010-03-15 | Electricity | Reciprocating Engine |  | (3) 1,600-kW Caterpillar 3520s | 3.45 | 4.8 | 1.88 | Electric Reliability Council of Texas [ERCOT] | WM Renewable Energy, LLC |  | Yes | 0.15587 | 0.0182
1007282 | 1541 | Davis County Landfill | UT | Layton | Davis | Private | Wasatch Integrated Waste Management District, UT | 4140268 | 2018 | Yes | 1.558 |  | 1618-0 | Operational | Project #1 | 2005-01-13 | Electricity | Reciprocating Engine |  | 3,000 foot pipeline to AFB property line, then ~6,000 feet more to 2 Caterpillar low-Btu-configured engine generator sets | 1.2 | 1.32 | 0.9 | Hill Air Force Base | Ameresco, Inc. |  | No | 0.05422 | 0.00633
1007282 | 1541 | Davis County Landfill | UT | Layton | Davis | Private | Wasatch Integrated Waste Management District, UT | 4140268 | 2018 | Yes | 1.558 |  | 1618-1 | Operational | Project #1, Expansion #1 | 2008-07-01 | Electricity | Reciprocating Engine |  | 3,000 foot pipeline to AFB property line, then ~6,000 feet more to (1) Jenbacher 320 engine (1,057 kw) | 1.05 | 1.05 | 0.55 | Hill Air Force Base | Ameresco, Inc. |  | No | 0.04744 | 0.00554
1003471 | 1542 | Salt Lake Valley LF | UT | Salt Lake City | Salt Lake | Public | Salt Lake City, UT; Salt Lake County, UT | 16430229 | 2018 | Yes | 2.8465 | 1.122 | 1619-0 | Operational | Project #1 | 2006-06-30 | Electricity | Reciprocating Engine |  | (2) 800 kW engines and (1) 1.6 MW engine | 3.2 | 3.2 | 1.72 | Murray City Power | Aria Energy, LLC; DTE Biomass Energy | Aria Energy, LLC; DTE Biomass Energy | No | 0.14458 | 0.01688
1003864 | 1543 | Trans-Jordan LF | UT | South Jordan | Salt Lake | Public | Trans-Jordan Cities, UT | 10357225 | 2018 | Yes | 2.549 | 0 | 1620-0 | Operational | Project #1 | 2009-04-01 | Electricity | Reciprocating Engine |  | (3) Caterpillar 3520s | 4.8 | 4.8 | 2.477 | Murray City Power | Granger Energy |  | No | 0.21686 | 0.02532
1011009 | 1567 | Weber County LF | UT | Ogden | Weber | Public | Weber County, UT | 4068838 | 1996 | Yes | 0.026 |  | 1644-0 | Shutdown | Project #1 | 2005-01-01 | Electricity | Reciprocating Engine |  | Jenbacher JGS 320, rated at 1,030 kW | 1 | 1.03 | 0.662 | Rocky Mountain Power, Inc. | Cooler Skies Company |  | No | 0 | 0
1011009 | 1567 | Weber County LF | UT | Ogden | Weber | Public | Weber County, UT | 4068838 | 1996 | Yes | 0.026 |  | 1644-1 | Operational | Project #1, De-Expansion #1 | 2013-01-01 | Electricity | Reciprocating Engine |  | Jenbacher JGS 320, rated at 1,030 kW | 0.18 | 1.03 | 0.1 | Rocky Mountain Power, Inc. | Cooler Skies Company |  | No | 0.00813 | 0.00095
1007689 | 1584 | Bethel LF | VA | Hampton | Hampton city | Private | Waste Management, Inc. | 18126307 | 2018 | Yes | 3.6 | 1 | 180857-0 | Operational | Project #2 | 2008-04-18 | Electricity | Reciprocating Engine |  | (6) Caterpillar 3516 engines | 4.3 | 4.8 | 2.47 | Constellation | WM Renewable Energy, LLC |  | Yes | 0.19427 | 0.02269
1007680 | 2333 | Brunswick Waste Management Facility | VA | Lawrenceville | Brunswick | Private | Republic Services, Inc. | 14344004 | 2018 | Yes | 3.99 | 0.745 | 180429-0 | Operational | Project #1 | 2007-12-06 | Electricity | Reciprocating Engine |  | Detroit Diesel engines, installing 11 MW capacity (8 MW total capacity now) | 5.83 | 8 | 3.24 | PJM Interconnection, LLC | INGENCO | INGENCO | No | 0.2634 | 0.03076
1007583 | 1575 | Charles City County SLF | VA | Charles City | Charles City | Private | Waste Management, Inc. | 17949481 | 2018 | Yes | 4.105 |  | 180276-0 | Operational | Project #2 | 2004-03-01 | Electricity | Reciprocating Engine |  | (48) engines, peaking plant | 2.1 | 14.4 |  | PJM Interconnection, LLC | INGENCO |  | No | 0.09488 | 0.01108
1007583 | 1575 | Charles City County SLF | VA | Charles City | Charles City | Private | Waste Management, Inc. | 17949481 | 2018 | Yes | 4.105 |  | 180276-1 | Operational | Project #2, Expansion #1 | 2016-01-01 | Electricity | Reciprocating Engine |  |  | 4.28 |  |  |  | INGENCO |  | No | 0.19337 | 0.02258
1004848 | 10081 | City of Bristol Virginia Integrated Solid Waste Management Facility | VA | Bristol | Bristol city | Public | City of Bristol, VA | 4696829 | 2018 | Yes | 0.841 |  | 180819-0 | Operational | Project #1 | 2015-12-18 | Electricity | Reciprocating Engine |  | (18) overhauled diesel engines from commercial trucks will use LFG and fuel oil to generate power | 1 |  | 0.576 | Tennessee Valley Authority (TVA) | INGENCO | INGENCO | No | 0.04518 | 0.00528
1004848 | 10081 | City of Bristol Virginia Integrated Solid Waste Management Facility | VA | Bristol | Bristol city | Public | City of Bristol, VA | 4696829 | 2018 | Yes | 0.841 |  | 180819-1 | Operational | Project #1, Expansion #1 | 2018-01-01 | Electricity | Reciprocating Engine |  | (18) overhauled diesel engines from commercial trucks will use LFG and fuel oil to generate power | 0.3 |  | 0.124 | Tennessee Valley Authority (TVA) | INGENCO | INGENCO | No | 0.01355 | 0.00158
1003566 | 1587 | Concord Turnpike Regional Landfill | VA | Lynchburg | Lynchburg city | Public | Region 2000 Services Authority | 4141744 | 2014 | Yes | 0.412 | 0.121 | 1665-0 | Shutdown | Combination Project | 2002-01-01 | Direct | Boiler |  | boiler is 64 feet from landfill |  |  | 0.55 | WestRock Company | Enerdyne Power Systems, Inc. |  | No | 0 | 0
1003566 | 1587 | Concord Turnpike Regional Landfill | VA | Lynchburg | Lynchburg city | Public | Region 2000 Services Authority | 4141744 | 2014 | Yes | 0.412 | 0.121 | 1665-1 | Operational | Project #1, De-Expansion #1 | 2013-01-01 | Direct | Boiler |  |  |  |  | 0.28 | WestRock Company | Enerdyne Power Systems, Inc. |  | No | 0.02451 | 0.00242
1004247 | 1583 | Frederick County Regional Landfill | VA | Winchester | Frederick | Public | County of Frederick, VA | 4693986 | 2018 | Yes | 0.644 |  | 1660-0 | Operational | Project #1 | 2002-01-01 | Direct | Direct Thermal |  | infrared tube heaters used to heat LF maintenance building are on a thermostat and come on when it's cold enough to need them, pull 30 cfm when on |  |  | 0.022 | Frederick County SLF | County of Frederick, VA | County of Frederick, VA | Yes | 0.00193 | 0.00019
1004247 | 1583 | Frederick County Regional Landfill | VA | Winchester | Frederick | Public | County of Frederick, VA | 4693986 | 2018 | Yes | 0.644 |  | 181061-0 | Operational | Project #2 | 2010-11-04 | Electricity | Reciprocating Engine |  | (2) GE Jenbacher J320 engines | 2.1 |  |  | PJM Interconnection, LLC | County of Frederick, VA | County of Frederick, VA | Yes | 0.09488 | 0.01108
| 10940 | Hanover 301 LF | VA | Hanover | Hanover | Public | Hanover County, VA | 850000 |  | Yes |  |  | 180940-0 | Operational | Project #1 | 2008-06-15 | Direct | Direct Thermal |  | LFG fuels paint evaporator 5 days per week, flow to evaporator can range from 2 to 90 scfm during operation |  |  | 0.015 | Hanover County, VA | Hanover County, VA |  | Yes | 0.00131 | 0.00013
1006057 | 12102 | I-66 Landfill | VA | Fairfax | Fairfax | Public | County of Fairfax, VA | 5000000 |  | Yes | 0.536 | 0.104 | 181098-0 | Operational | Project #1 - Phase 1 | 2009-01-01 | Direct | Direct Thermal |  | LFG provides 4 MMBtu/hr to infrared heaters in Dept of Vehicle Services building, truck wash facility, worker facility, and welding shop within the I-66 Landfill Complex; offsets NG and/or propane |  |  | 0.202 | County of Fairfax, VA | County of Fairfax, VA | County of Fairfax, VA | No | 0.01768 | 0.00175
1006057 | 12102 | I-66 Landfill | VA | Fairfax | Fairfax | Public | County of Fairfax, VA | 5000000 |  | Yes | 0.536 | 0.104 | 181098-1 | Operational | Project #1 - Phase 2 | 2011-10-01 | Direct | Direct Thermal |  | 2,000-ft pipeline delivers 3.9 MMBtu/hr of LFG to 24 infrared heaters at County DOT bus maintenance facility, 11 infrared heaters at DOT bus wash & fueling facility, and 3 rooftop furnaces at Public Works & Env. Services bldg; heating 80,000 sq ft total |  |  | 0.274 | County of Fairfax, VA | County of Fairfax, VA | County of Fairfax, VA | No | 0.02399 | 0.00237
1002110 | 1580 | I-95 Landfill | VA | Lorton | Fairfax | Public | County of Fairfax, VA | 16544910 | 1995 | Yes | 2.028 |  | 1657-0 | Shutdown | Project #1 | 1991-01-01 | Electricity | Reciprocating Engine |  | Phase 1 - LFG is compressed and conditioned to remove moisture, trap foreign matter, and cool it to fuel four Caterpillar 3516 engines | 3.2 | 3.2 | 1.656 | Dominion Energy Virginia | Aria Energy, LLC | Aria Energy, LLC | No | 0 | 0
1002110 | 1580 | I-95 Landfill | VA | Lorton | Fairfax | Public | County of Fairfax, VA | 16544910 | 1995 | Yes | 2.028 |  | 1657-1 | Shutdown | Project #1, Expansion #1 | 1993-01-01 | Electricity | Reciprocating Engine |  | Phase 2 - LFG is compressed and conditioned to remove moisture, trap foreign matter, and cool it to fuel four Caterpillar 3516 engines | 3.2 | 3.2 | 1.656 | Dominion Energy Virginia | Aria Energy, LLC | Aria Energy, LLC | No | 0 | 0
1002110 | 1580 | I-95 Landfill | VA | Lorton | Fairfax | Public | County of Fairfax, VA | 16544910 | 1995 | Yes | 2.028 |  | 1657-2 | Operational | Project #1, De-Expansion #1 | 2018-01-01 | Electricity | Reciprocating Engine |  | Phase 1 - LFG is compressed and conditioned to remove moisture, trap foreign matter, and cool it to fuel four Caterpillar 3516 engines | 1.3 | 3.2 | 0.694 | Dominion Energy Virginia | Aria Energy, LLC | Aria Energy, LLC | No | 0.05873 | 0.00686
1002110 | 1580 | I-95 Landfill | VA | Lorton | Fairfax | Public | County of Fairfax, VA | 16544910 | 1995 | Yes | 2.028 |  | 1657-3 | Operational | Project #1, De-Expansion #2 | 2018-01-01 | Electricity | Reciprocating Engine |  | Phase 2 - LFG is compressed and conditioned to remove moisture, trap foreign matter, and cool it to fuel four Caterpillar 3516 engines | 1.9 | 3.2 | 0.992 | Dominion Energy Virginia | Aria Energy, LLC | Aria Energy, LLC | No | 0.08584 | 0.01002
1002110 | 1580 | I-95 Landfill | VA | Lorton | Fairfax | Public | County of Fairfax, VA | 16544910 | 1995 | Yes | 2.028 |  | 166989-0 | Shutdown | Project #2 | 1997-05-01 | Direct | Direct Thermal |  | LFG is compressed and conditioned to remove moisture, trap foreign matter, and cooled to convey it via a 3-mile pipeline to the county WWTP sludge incinerator |  |  | 0.4 | Noman Cole Jr. Pollution Control Plant | Aria Energy, LLC | Aria Energy, LLC | No | 0 | 0
1002110 | 1580 | I-95 Landfill | VA | Lorton | Fairfax | Public | County of Fairfax, VA | 16544910 | 1995 | Yes | 2.028 |  | 166989-1 | Operational | Project #2, De-Expansion #1 | 2018-01-01 | Direct | Direct Thermal |  | LFG is compressed and conditioned to remove moisture, trap foreign matter, and cooled to convey it via a 3-mile pipeline to the county WWTP sludge incinerator |  |  | 0.252 | Noman Cole Jr. Pollution Control Plant | Aria Energy, LLC | Aria Energy, LLC | No | 0.02206 | 0.00218
1006300 | 2444 | King and Queen Landfill | VA | Little Plymouth | King and Queen | Public | King and Queen County, VA | 19390020 | 2018 | Yes | 6.09 |  | 180812-0 | Operational | Project #1 | 2007-12-07 | Electricity | Reciprocating Engine |  | Detroit Diesel engines | 5.96 | 10 | 3.312 | PJM Interconnection, LLC | INGENCO | INGENCO | No | 0.26927 | 0.03144
1007674 | 2071 | King George Landfill Inc. | VA | King George | King George | Public | King George County, VA | 29319202 | 2018 | Yes | 10.864 | 1.1 | 180122-0 | Operational | Project #1 | 2010-05-01 | Electricity | Gas Turbine |  | (3) Solar Centaur 40 gas turbines at 3,330 kw each; sulfur pre-treatment | 7.2 | 9.3 | 6 | Constellation | WM Renewable Energy, LLC |  | Yes | 0.3253 | 0.03798
1007674 | 2071 | King George Landfill Inc. | VA | King George | King George | Public | King George County, VA | 29319202 | 2018 | Yes | 10.864 | 1.1 | 180122-1 | Operational | Project #1, Expansion #1 | 2011-01-01 | Electricity | Gas Turbine |  | (1) Solar Centaur 40 turbine at 3,300 kw; sulfur pretreatment | 2.4 | 3.1 | 2 | Constellation | WM Renewable Energy, LLC |  | Yes | 0.10843 | 0.01266
1007674 | 2071 | King George Landfill Inc. | VA | King George | King George | Public | King George County, VA | 29319202 | 2018 | Yes | 10.864 | 1.1 | 180122-2 | Operational | Project #1, Expansion #2 | 2012-01-01 | Electricity | Cogeneration |  | (3) 30,000-gallon/day Heartland Concentrators for leachate evaporation, each one atop a turbine to capture and use waste heat | 0 | 0 | 0 | King George County, VA | WM Renewable Energy, LLC |  | Yes | 0 | 0
| 1586 | Lynchburg City LF | VA | Lynchburg | Lynchburg city | Public | City of Lynchburg | 900000 |  | Yes | 0.1296 | 0.02 | 1665-0 | Shutdown | Combination Project | 2002-01-01 | Direct | Boiler |  | boiler is 64 feet from landfill |  |  | 0.55 | WestRock Company | Enerdyne Power Systems, Inc. |  | No | 0 | 0
1007610 | 1571 | Maplewood Recycling & Waste Disposal | VA | Jetersville | Amelia | Private | Waste Management, Inc. | 10721402 | 2018 | Yes | 3.23 |  | 1648-0 | Operational | Project #1 | 2001-08-28 | Electricity | Reciprocating Engine |  | 36 engines burn a blend of 70% LFG and 30% diesel, each producing 350 kW, peaking plant is expandable to 48 engines | 1.67 | 12.6 |  | PJM Interconnection, LLC | INGENCO |  | No | 0.07545 | 0.00881
1007610 | 1571 | Maplewood Recycling & Waste Disposal | VA | Jetersville | Amelia | Private | Waste Management, Inc. | 10721402 | 2018 | Yes | 3.23 |  | 1648-1 | Operational | Project #1, Expansion #1 | 2014-01-01 | Electricity | Reciprocating Engine |  | additional 12 engines | 2.24 | 4.2 |  | PJM Interconnection, LLC | INGENCO |  | No | 0.1012 | 0.01182
1004565 | 1588 | Martinsville SLF | VA | Martinsville | Henry | Public | City of Martinsville, VA | 1740298 | 2005 | Yes | 0.197 | 0.0485 | 1667-0 | Operational | Project #1 | 2012-02-29 | Electricity | Reciprocating Engine |  | GE Jenbacher engine | 0.44 | 1.06 | 0.2 | City of Martinsville, VA | Dominion Energy, Inc. |  | No | 0.01988 | 0.00232
1007635 | 2072 | Middle Peninsula Landfill | VA | Saluda | Gloucester | Private | Waste Management, Inc. | 11218670 | 2018 | Yes | 4.666 |  | 180123-0 | Operational | Project #1 | 2009-09-01 | Electricity | Reciprocating Engine |  | (8) Caterpillar 3516s | 5.8 | 6.4 | 2.97 | Constellation | WM Renewable Energy, LLC |  | Yes | 0.26204 | 0.0306
1007662 | 2133 | New River Resource Authority SWMF | VA | Dublin | Pulaski | Public | New River Resource Authority (NRRA), VA | 3374398 | 2018 | Yes | 1.107 | 0 | 180197-0 | Operational | Project #1 | 2015-01-31 | Electricity | Reciprocating Engine |  | (12) Detroit Diesel engines co-fired with #2 fuel oil (about 5%) | 2.3 | 3.6 | 1.152 | PJM Interconnection, LLC | INGENCO | INGENCO | No | 0.10391 | 0.01213
1007662 | 2133 | New River Resource Authority SWMF | VA | Dublin | Pulaski | Public | New River Resource Authority (NRRA), VA | 3374398 | 2018 | Yes | 1.107 | 0 | 180197-1 | Operational | Project #1, Expansion #1 | 2018-01-01 | Electricity | Reciprocating Engine |  | (12) Detroit Diesel engines co-fired with #2 fuel oil (about 5%) | 2.5 | 4 | 1.2 | PJM Interconnection, LLC | INGENCO | INGENCO | No | 0.11295 | 0.01319
1005783 | 1589 | Newport News City Landfill No. 2 | VA | Newport News | Newport News city | Public | City of Newport News, VA | 1800000 |  | Yes | 0.351 |  | 1668-0 | Operational | Project #1 | 2013-06-30 | Direct | Boiler |  | 0.5 mile pipeline to fuel 2 boilers: 1 at middle school and 1 at community center |  |  | 0.34 | Denbigh Community Center; Mary Passage Middle School |  |  | Unknown | 0.02976 | 0.00294
1006252 | 2075 | Old Dominion LF | VA | Richmond | Henrico | Private | Republic Services, Inc. | 16630130 | 2018 | Yes | 5.708 |  | 180130-0 | Operational | Project #1 | 2012-01-04 | Electricity | Reciprocating Engine |  | (4) Caterpillar low-emission G3520 engines | 6.4 | 6.4 | 3.5 | Old Dominion Electric Cooperative | Fortistar Methane Group |  | No | 0.28915 | 0.03376
1004707 | 1592 | Prince William County Sanitary Landfill | VA | Manassas | Prince William | Public | Prince William County, VA | 10534118 | 2017 | Yes | 5.147 |  | 1671-0 | Operational | Project #1 | 1998-11-01 | Electricity | Reciprocating Engine |  | (2) Caterpillar 950-kW 3516 engines | 1.9 | 1.9 | 0.95 | Northern Virginia Electric Cooperative (NOVEC) | NEO Corporation | Fortistar Methane Group | No | 0.08584 | 0.01002
1004707 | 1592 | Prince William County Sanitary Landfill | VA | Manassas | Prince William | Public | Prince William County, VA | 10534118 | 2017 | Yes | 5.147 |  | 1671-1 | Operational | Project #1, Expansion #1 | 2013-10-28 | Electricity | Reciprocating Engine |  | (3) 3520 Caterpillar engines | 4.8 | 4.8 | 2.592 | Northern Virginia Electric Cooperative (NOVEC) | Fortistar Methane Group | Fortistar Methane Group | No | 0.21686 | 0.02532
1004707 | 1592 | Prince William County Sanitary Landfill | VA | Manassas | Prince William | Public | Prince William County, VA | 10534118 | 2017 | Yes | 5.147 |  | 181089-0 | Operational | Project #2 | 2011-05-01 | Direct | Direct Thermal |  | LFG use in animal shelter incinerator offsets propane use (primary burner: 1.25 MMBtu/hr, secondary burners (2.4 MMBtu/hr) |  |  | 0.18 | Prince William County, VA | Prince William County, VA |  | Yes | 0.01576 | 0.00156
1004707 | 1592 | Prince William County Sanitary Landfill | VA | Manassas | Prince William | Public | Prince William County, VA | 10534118 | 2017 | Yes | 5.147 |  | 181099-0 | Operational | Project #3 | 2011-07-01 | Direct | Direct Thermal |  | (11) infrared heaters in fleet building (1 MMBtu/hr) and (4) infrared heaters in maintenance building (~0.32 MMBtu/hr); 45 cfm LFG use from Oct - Mar, offsets propane usage |  |  | 0.017 | Prince William County, VA |  | Prince William County, VA | Unknown | 0.00149 | 0.00015
1004707 | 1592 | Prince William County Sanitary Landfill | VA | Manassas | Prince William | Public | Prince William County, VA | 10534118 | 2017 | Yes | 5.147 |  | 181099-1 | Operational | Project #3, Expansion #1 | 2014-03-01 | Direct | Direct Thermal |  | (9) 80 Mbtu/hr infrared heaters in Central Transportation Center (School Bus Garage) |  |  | 0.017 | Prince William County, VA |  | Prince William County, VA | Unknown | 0.00149 | 0.00015
1007826 | 2131 | Rockingham County Landfill | VA | Harrisonburg | Rockingham | Public | Rockingham County Department of Public Works, VA | 3562430 | 2018 | Yes | 1.034 |  | 180195-0 | Operational | Project #1 | 2010-06-01 | Direct | Boiler |  | 3 mi pipe to (1) 500-HP boiler initially at 1/2-load, 15,000 lb/hr low pressure steam to sterilize surgical equipment, cook food & heat water, 2 boilers will operate at full-load in winter - LFG to meet 100% of peak heat demand, 3rd boiler will be back-up |  |  | 0.749 | Rockingham Memorial Hospital | Rockingham County Department of Public Works, VA |  | Yes | 0.06557 | 0.00647
1007088 | 1576 | Shoosmith SLF | VA | Chester | Chesterfield | Private | Shoosmith Brothers | 25176821 | 2018 | Yes | 5.972 |  | 1653-0 | Operational | Project #1 | 2004-06-25 | Electricity | Reciprocating Engine |  | 48 diesel engines | 4.8 | 16 |  | PJM Interconnection, LLC | INGENCO | INGENCO | No | 0.21686 | 0.02532
1007088 | 1576 | Shoosmith SLF | VA | Chester | Chesterfield | Private | Shoosmith Brothers | 25176821 | 2018 | Yes | 5.972 |  | 1653-1 | Operational | Project #1, Expansion #1 | 2007-01-01 | Electricity | Reciprocating Engine |  | 48 diesel engines | 3.66 |  |  | PJM Interconnection, LLC | INGENCO | INGENCO | No | 0.16536 | 0.01931
1007088 | 1576 | Shoosmith SLF | VA | Chester | Chesterfield | Private | Shoosmith Brothers | 25176821 | 2018 | Yes | 5.972 |  | 1653-2 | Operational | Project #1, Expansion #2 | 2018-01-01 | Electricity | Reciprocating Engine |  | 48 diesel engines | 2.34 |  |  | PJM Interconnection, LLC | INGENCO | INGENCO | No | 0.10572 | 0.01235
1006071 | 1601 | Springfield Road LF | VA | Glen Allen | Henrico | Public | Henrico County, VA | 5750000 | 2009 | Yes | 1.09 |  | 1680-0 | Shutdown | Project #1 | 2010-09-30 | Electricity | Reciprocating Engine |  | (12) engines enclosed in a steel building | 3 | 4 | 1.44 | PJM Interconnection, LLC | INGENCO | INGENCO | No | 0 | 0
1006071 | 1601 | Springfield Road LF | VA | Glen Allen | Henrico | Public | Henrico County, VA | 5750000 | 2009 | Yes | 1.09 |  | 1680-1 | Operational | Project #1, De-Expansion #1 | 2018-01-01 | Electricity | Reciprocating Engine |  | (12) engines enclosed in a steel building | 2.1 |  | 1 | PJM Interconnection, LLC | INGENCO | INGENCO | No | 0.09488 | 0.01108
| 1597 | SPSA Regional LF | VA | Suffolk | Suffolk city | Public | Southeastern Public Service Authority, VA | 20000000 | 2013 | Yes | 2.8 | 0.5 | 167139-0 | Shutdown | Project #3 | 2001-08-01 | Direct | Boiler |  | Transmission by 2.3-mile pipeline (14 in. HDPE pipe) to 2 retrofitted boilers producing 25,000 lbs steam |  |  | 1 | BASF Corporation - Suffolk | Biogas Energy Solutions, LLC | Biogas Energy Solutions, LLC | No | 0 | 0
| 1597 | SPSA Regional LF | VA | Suffolk | Suffolk city | Public | Southeastern Public Service Authority, VA | 20000000 | 2013 | Yes | 2.8 | 0.5 | 167139-1 | Operational | Project #3, De-Expansion #1 | 2017-09-25 | Direct | Boiler |  |  |  |  | 0.576 | BASF Corporation - Suffolk | Biogas Energy Solutions, LLC | Biogas Energy Solutions, LLC | No | 0.05042 | 0.00498
| 1597 | SPSA Regional LF | VA | Suffolk | Suffolk city | Public | Southeastern Public Service Authority, VA | 20000000 | 2013 | Yes | 2.8 | 0.5 | 1676-0 | Operational | Project #1 | 1994-11-01 | Electricity | Reciprocating Engine |  | (4) Caterpillar engines | 3.2 | 3.2 | 1.3 | Dominion Energy Virginia | Biogas Energy Solutions, LLC | Biogas Energy Solutions, LLC | No | 0.14458 | 0.01688
1007096 | 1594 | Stafford County LF | VA | Stafford | Stafford | Public | Rappahannock Regional Solid Waste Management Board, VA | 3683983 | 2018 | Yes | 1.15 |  | 1673-0 | Operational | Project #1 | 2009-06-01 | Electricity | Reciprocating Engine |  | (2) GE Jenbacher engines | 2.14 | 2.14 | 1.15 | Constellation | Ameresco, Inc. |  | No | 0.09669 | 0.01129
1006561 | 1596 | Virginia Beach Landfill No. 2 | VA | Virginia Beach | Virginia Beach city | Public | City of Virginia Beach, VA | 7500000 |  | Yes | 1.2 | 0.6 | 1675-0 | Shutdown | Project #1 | 2001-11-23 | Electricity | Reciprocating Engine |  | 36 engines each producing 350 kW, simultaneously burning LFG and diesel fuel | 3.6 | 12 |  | PJM Interconnection, LLC | INGENCO | INGENCO | No | 0 | 0
1006561 | 1596 | Virginia Beach Landfill No. 2 | VA | Virginia Beach | Virginia Beach city | Public | City of Virginia Beach, VA | 7500000 |  | Yes | 1.2 | 0.6 | 1675-1 | Shutdown | Project #1, De-Expansion #1 | 2007-01-01 | Electricity | Reciprocating Engine |  | 36 engines simultaneously burning LFG and diesel fuel | 1.02 |  | 0.566 | PJM Interconnection, LLC | INGENCO | INGENCO | No | 0 | 0
1006561 | 1596 | Virginia Beach Landfill No. 2 | VA | Virginia Beach | Virginia Beach city | Public | City of Virginia Beach, VA | 7500000 |  | Yes | 1.2 | 0.6 | 1675-2 | Operational | Project #1, De-Expansion #2 | 2018-01-01 | Electricity | Reciprocating Engine |  | 36 engines simultaneously burning LFG and diesel fuel | 0.8 |  | 0.5 | PJM Interconnection, LLC | INGENCO | INGENCO | No | 0.03614 | 0.00422
| 1850 | Brattleboro | VT | Brattleboro | Windham | Public | Windham Solid Waste Management District, VT | 1500000 |  | Yes |  |  | 181026-0 | Shutdown | Project #2 | 2010-10-26 | Electricity | Reciprocating Engine |  | old 250-kW engine | 0.25 | 0.25 |  | Central Vermont Public Service | Carbon Harvest Energy, LLC | Sky Renewable Energy | No | 0 | 0
| 1850 | Brattleboro | VT | Brattleboro | Windham | Public | Windham Solid Waste Management District, VT | 1500000 |  | Yes |  |  | 181026-1 | Operational | Project #2, Expansion #1 | 2011-11-30 | Electricity | Reciprocating Engine |  | new 310-kW generator | 0.175 | 0.31 |  | Green Mountain Power Corporation | Carbon Harvest Energy, LLC | Sky Renewable Energy | No | 0.00791 | 0.00092
1004320 | 2042 | Moretown Landfill Inc. | VT | Waterbury | Washington | Private | Advanced Disposal Services | 2386137 | 2013 | Yes | 0.83 |  | 167127-0 | Shutdown | Project #1 | 2008-12-01 | Electricity | Reciprocating Engine |  | (2) CAT G3520C engines rated at 2,233 bhp (1,600 kW) each, 550 scfm LFG fuel flow each; IES LFG scrubbing system for pretreatment including a gas flow unit, a demister/moisture knock-out vessel and a coalescing filter | 3.2 | 3.2 | 1.5 | Green Mountain Power Corporation | PPL Corporation | Energy Power Partners | No | 0 | 0
1004320 | 2042 | Moretown Landfill Inc. | VT | Waterbury | Washington | Private | Advanced Disposal Services | 2386137 | 2013 | Yes | 0.83 |  | 167127-1 | Operational | Project #1, De-Expansion #1 | 2017-01-01 | Electricity | Reciprocating Engine |  | (1) CAT G3520C engine rated at 2,233 bhp (1,600 kW), 550 scfm LFG fuel flow; IES LFG scrubbing system for pretreatment including a gas flow unit, a demister/moisture knock-out vessel and a coalescing filter | 1.6 | 1.6 | 0.79 | Green Mountain Power Corporation |  | Energy Power Partners | No | 0.07229 | 0.00844
1005261 | 2041 | NEWSVT Landfill | VT | Newport | Orleans | Private | Casella Waste Systems, Inc. | 8109958 | 2018 | Yes | 3.536 |  | 167126-0 | Operational | Project #1 | 2005-06-24 | Electricity | Reciprocating Engine |  | (3) Caterpillar G3520 engines | 4.8 | 4.8 | 2.3 | Washington Electric Cooperative | Washington Electric Cooperative | Casella Waste Systems, Inc. | Yes | 0.21686 | 0.02532
1005261 | 2041 | NEWSVT Landfill | VT | Newport | Orleans | Private | Casella Waste Systems, Inc. | 8109958 | 2018 | Yes | 3.536 |  | 167126-1 | Operational | Project #1, Expansion #1 | 2007-01-05 | Electricity | Reciprocating Engine |  | (1) Caterpillar G3520 engine | 1.6 | 1.6 | 0.8 | Washington Electric Cooperative | Washington Electric Cooperative | Casella Waste Systems, Inc. | Yes | 0.07229 | 0.00844
1005261 | 2041 | NEWSVT Landfill | VT | Newport | Orleans | Private | Casella Waste Systems, Inc. | 8109958 | 2018 | Yes | 3.536 |  | 167126-2 | Operational | Project #1, Expansion #2 | 2009-07-01 | Electricity | Reciprocating Engine |  | (1) Caterpillar G3520 engine | 1.6 | 1.6 | 0.8 | Washington Electric Cooperative | Washington Electric Cooperative | Casella Waste Systems, Inc. | Yes | 0.07229 | 0.00844
1007822 | 1606 | Cedar Hills Regional LF | WA | Maple Valley | King | Public | King County Solid Waste Division, WA | 41188861 | 2018 | Yes | 18.7 | 8.1 | 1685-0 | Operational | Project #1 | 2010-10-01 | Renewable Natural Gas | Vehicle Fuel | Pipeline Injection | membrane technology cleans LFG to pipeline quality, some waste gas from the process generates 4-5 MW of electricity via (18) 300-kW Detroit Diesel engines, the electricity powers the treatment system, ~4,500 cfm of high Btu gas is created |  |  | 10.6 | Puget Sound Energy | Bio Energy Washington, LLC (BEW) |  | No | 0.92794 | 0.08364
1007822 | 1606 | Cedar Hills Regional LF | WA | Maple Valley | King | Public | King County Solid Waste Division, WA | 41188861 | 2018 | Yes | 18.7 | 8.1 | 1685-1 | Operational | Project #1, Expansion #1 | 2013-01-01 | Renewable Natural Gas | Vehicle Fuel | Pipeline Injection | 12 mmscfd LFG processed by BEW plant in 2013 |  |  | 1.4 | Puget Sound Energy | Bio Energy Washington, LLC (BEW) |  | No | 0.12256 | 0.01105
| 1607 | Centralia LF | WA | Centralia | Lewis | Public | Lewis County Public Services | 1769760 |  | Yes | 0.077 | 0 | 1686-0 | Operational | Project #1 | 2001-01-01 | Direct | Leachate Evaporation |  |  |  |  | 0.077 | Centralia LF |  |  | No | 0.00674 | 0.00067
1004679 | 11040 | Land Recovery Landfill | WA | Graham | Pierce | Private | Waste Connections, Inc. | 17740624 | 2018 | Yes | 5.18 | 2.95 | 180950-0 | Operational | Project #1 | 2014-01-01 | Electricity | Reciprocating Engine |  | Initially, (3) CAT 3520 engines | 4.5 | 4.8 | 2.23 | Puget Sound Energy | Biofuels Washington, LLC |  | No | 0.20331 | 0.02374
1003676 | 1625 | Roosevelt Regional MSW Landfill | WA | Roosevelt | Klickitat | Private | Republic Services, Inc. | 55829544 | 2018 | Yes | 9.979 | 0 | 200994-0 | Operational | Project #2 | 2018-11-01 | Renewable Natural Gas | Vehicle Fuel | Pipeline Injection | Nitech cryogenic N2 removal process to recover 99.5% of the methane in the LFG |  |  | 8.64 | IGI Resources | Public Utility District No. 1 of Klickitat County | Public Utility District No. 1 of Klickitat County | No | 0.75636 | 0.06817
1001845 | 1702 | Advanced Disposal Cranberry Creek Landfill LLC | WI | Wisconsin Rapids | Wood | Private | Advanced Disposal Services | 7970419 | 2018 | Yes | 2.085 | 1.06 | 1782-0 | Operational | Project #1 | 2005-10-15 | Direct | Boiler |  | 1.5-mile pipeline to steam boilers to energize a cranberry concentrator, dual-fuel boilers can burn LFG, NG, or combination |  |  | 0.84 | Ocean Spray Cranberries, Inc. |  |  | No | 0.07354 | 0.00726
1001845 | 1702 | Advanced Disposal Cranberry Creek Landfill LLC | WI | Wisconsin Rapids | Wood | Private | Advanced Disposal Services | 7970419 | 2018 | Yes | 2.085 | 1.06 | 1782-1 | Operational | Project #1, Expansion #1 | 2018-01-01 | Direct | Boiler |  | 1.5-mile pipeline to steam boilers to energize a cranberry concentrator, dual-fuel boilers can burn LFG, NG, or combination |  |  | 0.6 | Ocean Spray Cranberries, Inc. |  |  | No | 0.05253 | 0.00519
1007212 | 1712 | Advanced Disposal Emerald Park Landfill LLC | WI | Muskego | Waukesha | Private | Advanced Disposal Services | 14672472 | 2017 | Yes | 2.89 |  | 1792-0 | Operational | Project #1 | 2014-01-01 | Electricity | Cogeneration |  | 13.3-mile HDPE pipe connects to 5.7-mi existing steel pipe (total 19 mi) to take LFG to (2 or 3) 4.6-MW Solar 50 gas turbines at sewage treatment plant, rotary dryers use waste heat exhaust (32,000 cfm/turbine) at 705 deg F to heat Milorganite fertilizer |  |  | 1.17 | Milwaukee Metropolitan Sewerage District, WI | Milwaukee Metropolitan Sewerage District, WI |  | Yes | 0.09515 | 0.01111
1007195 | 1667 | Advanced Disposal Glacier Ridge Landfill LLC | WI | Horicon | Dodge | Private | Advanced Disposal Services | 14030520 | 2018 | Yes | 4.062 |  | 1747-0 | Operational | Project #1 | 2001-03-01 | Electricity | Reciprocating Engine |  | (2) Waukesha VHP5904LTD Enginators each rated at 1,000 kW | 2 | 2 | 0.78 | Alliant Energy |  |  | No | 0.09036 | 0.01055
1007195 | 1667 | Advanced Disposal Glacier Ridge Landfill LLC | WI | Horicon | Dodge | Private | Advanced Disposal Services | 14030520 | 2018 | Yes | 4.062 |  | 180388-0 | Operational | Project #2 | 2004-05-01 | Electricity | Microturbine |  | 10 30-kW Capstone microturbines, each using 13 cfm of LFG | 0.3 | 0.3 | 0.187 | Alliant Energy |  |  | No | 0.01355 | 0.00158
1001847 | 2152 | Advanced Disposal Hickory Meadows Landfill LLC | WI | Hilbert | Calumet | Private | Advanced Disposal Services | 12558035 | 2018 | Yes | 3.244 |  | 180221-0 | Operational | Project #1 | 2011-08-15 | Electricity | Reciprocating Engine |  | (3) 1.6-MW Caterpillar engines | 4.8 | 4.8 |  | Wisconsin Public Service Corporation | Veolia Energy North America |  | Yes | 0.21686 | 0.02532
1002038 | 1676 | Advanced Disposal Mallard Ridge Landfill Inc. | WI | Delavan | Walworth | Private | Advanced Disposal Services | 10969200 | 2018 | Yes | 3.778 |  | 1756-0 | Operational | Project #1 | 1996-10-01 | Electricity | Reciprocating Engine |  | (3) 3516 engines | 2.4 | 2.4 |  |  | Modern-Mallard Energy LLC |  | Yes | 0.10843 | 0.01266
| 1709 | Dane County LF #1-Verona | WI | Verona | Dane | Public | Dane County Public Works, WI | 1050000 |  | Yes | 0.18 |  | 1789-0 | Shutdown | Project #1 | 1995-01-01 | Electricity | Reciprocating Engine |  | (1) Caterpillar 3412TA (350 kW) and (1) Caterpillar 3412NA (220 kW) | 0.65 |  |  | Alliant Energy | Dane County Public Works, WI |  | Yes | 0 | 0
| 1709 | Dane County LF #1-Verona | WI | Verona | Dane | Public | Dane County Public Works, WI | 1050000 |  | Yes | 0.18 |  | 1789-1 | Shutdown | Project #1, De-Expansion #1 | 2005-04-01 | Electricity | Reciprocating Engine |  | (1) Caterpillar 3412TA (350 kW) | 0.35 | 0.35 |  | Alliant Energy | Dane County Public Works, WI |  | Yes | 0 | 0
| 1709 | Dane County LF #1-Verona | WI | Verona | Dane | Public | Dane County Public Works, WI | 1050000 |  | Yes | 0.18 |  | 1789-2 | Operational | Project #1, De-Expansion #2 | 2009-01-01 | Electricity | Reciprocating Engine |  |  | 0.06 |  | 0.175 | Alliant Energy | Dane County Public Works, WI |  | Yes | 0.00271 | 0.00032
1006096 | 1660 | Dane County LF #2-Rodefeld | WI | Madison | Dane | Public | Dane County Public Works, WI | 5713851 | 2018 | Yes | 2.912 |  | 181070-0 | Operational | Project #2 | 2011-03-18 | Renewable Natural Gas | Vehicle Fuel | Local Use | 1-yr demo project, remove moisture, H2S, VOC/siloxanes, and CO2, BioCNG product is 90% methane, 20 cfm LFG produces 100 gallons of gasoline equivalent per day (GGE/day), fueling site vehicles |  |  | 0.03 | Dane County Public Works, WI | Dane County Public Works, WI |  | Yes | 0.00263 | 0.00024
1006096 | 1660 | Dane County LF #2-Rodefeld | WI | Madison | Dane | Public | Dane County Public Works, WI | 5713851 | 2018 | Yes | 2.912 |  | 181070-1 | Operational | Project #2, Expansion #1 | 2013-06-01 | Renewable Natural Gas | Vehicle Fuel | Local Use | Expanded project, now produce 250 GGE/day from 50 cfm LFG |  |  | 0.04 | Dane County Public Works, WI | Dane County Public Works, WI |  | Yes | 0.0035 | 0.00032
1006096 | 1660 | Dane County LF #2-Rodefeld | WI | Madison | Dane | Public | Dane County Public Works, WI | 5713851 | 2018 | Yes | 2.912 |  | 200991-0 | Operational | Project #3 | 2019-04-23 | Renewable Natural Gas | Vehicle Fuel | Pipeline Injection | Biological desulfurization; Inject RNG into interstate transmission pipeline, will be compressed to CNG for fuel stations across the Midwest; offloading station allows other RNG producers in the area to tap into same interconnect; Expect 3 mil GGEs/yr |  |  | 2.16 | ANR Pipeline Company; Kwik Trip | BIOFerm Energy Systems | Dane County Public Works, WI | No | 0.18909 | 0.01704
1007878 | 1661 | Deer Track Park Landfill | WI | Watertown | Jefferson | Private | Waste Management, Inc. | 7391356 | 2018 | Yes | 3.5 |  | 1741-0 | Shutdown | Project #1 | 2006-02-01 | Electricity | Reciprocating Engine |  | (4) 800-kW Caterpillar engines | 3 | 3.2 |  | We Energies | WM Renewable Energy, LLC |  | Yes | 0 | 0
1007878 | 1661 | Deer Track Park Landfill | WI | Watertown | Jefferson | Private | Waste Management, Inc. | 7391356 | 2018 | Yes | 3.5 |  | 1741-1 | Shutdown | Project #1, Expansion #1 | 2007-12-01 | Electricity | Reciprocating Engine |  | (4) Caterpillar 3516 engines | 2.83 | 3.2 |  | We Energies | WM Renewable Energy, LLC |  | Yes | 0 | 0
1007878 | 1661 | Deer Track Park Landfill | WI | Watertown | Jefferson | Private | Waste Management, Inc. | 7391356 | 2018 | Yes | 3.5 |  | 1741-2 | Operational | Project #1, De-Expansion #1 | 2013-01-01 | Electricity | Reciprocating Engine |  | (8) Caterpillar 3516 engines | 4.8 | 6.4 | 2.57 | We Energies | WM Renewable Energy, LLC |  | Yes | 0.21686 | 0.02532
1004328 | 1697 | Janesville City/Rock County Landfill | WI | Janesville | Rock | Public | City of Janesville, WI | 4885338 | 2018 | Yes | 0.959 | 0 | 1777-0 | Operational | Project #1 | 2004-11-01 | Electricity | Reciprocating Engine |  | 3 Waukesha 1025 kW units, 10,281 Btu/kW-e | 3.15 | 3.15 | 1.31 | Alliant Energy | Ameresco, Inc. |  | No | 0.14232 | 0.01662
1003625 | 1674 | Kestrel Hawk Landfill | WI | Racine | Racine | Private | Republic Services, Inc. | 13955717 | 2018 | Yes | 2.68 |  | 180278-0 | Operational | Project #2 | 2003-11-01 | Electricity | Cogeneration |  | LFG is piped 2/3 mile to 3.2 MW Caterpillar Solar Turbine (Centaur 40) with a Heat Recovery Steam Generator (HRSG) to recover waste heat, producing 19,000 lb/hr steam and yielding an overall efficiency of 70% | 3.2 | 3.2 |  | S.C. Johnson & Son, Inc.; We Energies | Northern Power Systems |  | No | 0.14458 | 0.01688
1000536 | 1672 | La Crosse County Landfill | WI | La Crosse | La Crosse | Public | La Crosse County Solid Waste, WI | 1932957 | 2018 | Yes | 0.379 | 0 | 1752-0 | Operational | Project #1 | 2012-03-12 | Electricity | Cogeneration |  | LFG piped 1.5 miles to clinic; installed engine is GE-Jenbacher J416 (1.137 MW capacity unit); recovered heat is used to heat the 350,000 sq ft Gundersen Lutheran - Onalaska Campus | 0.67 | 1.137 | 0.378 | Gundersen Health System; Xcel Energy | GL Biogas I, LLC; Gundersen Health System | GL Biogas I, LLC; Gundersen Health System | Unknown | 0.03027 | 0.00353
1002307 | 1678 | Marathon County Landfill | WI | Ringle | Marathon | Public | Marathon County, WI | 4869749 | 2018 | Yes | 1.104 |  | 180962-0 | Operational | Project #2 | 2008-01-31 | Electricity | Cogeneration |  | (3) Caterpillar G3516LE engines, engine exhaust dries paper mill waste for pelletizing, thermal energy from engine jacket water heats the plant | 2.4 | 2.4 |  | Wisconsin Public Service Corporation | Fiber Recovery, Inc. |  | No | 0.10843 | 0.01266
1007725 | 1681 | Metro RDF | WI | Franklin | Milwaukee | Private | Waste Management, Inc. | 24752140 | 2018 | Yes | 3.4202 | 0.25277 | 167058-0 | Operational | Project #2 | 2000-01-01 | Electricity | Reciprocating Engine |  | (4) 800-kW Caterpillar 3516s | 2.7 | 3.2 | 1.38 | We Energies | Bio Energy Partners | WM Renewable Energy, LLC | No | 0.12199 | 0.01424
1007725 | 1681 | Metro RDF | WI | Franklin | Milwaukee | Private | Waste Management, Inc. | 24752140 | 2018 | Yes | 3.4202 | 0.25277 | 1761-0 | Operational | Project #1 | 1986-01-01 | Electricity | Gas Turbine |  | 2 Centaur units installed in 1986 | 2.65 | 6.2 | 2.04 | We Energies | Bio Energy Partners | WM Renewable Energy, LLC | No | 0.11973 | 0.01398
1007725 | 1681 | Metro RDF | WI | Franklin | Milwaukee | Private | Waste Management, Inc. | 24752140 | 2018 | Yes | 3.4202 | 0.25277 | 1792-1 | Planned | Project #1, Expansion #1 - Combination Project | 2019-06-30 | Electricity | Cogeneration |  | LFG to be cleaned (H2O vapor, H2S, silicon particles) and piped to Emerald Park LF for blending with its LFG for use in 3 turbines at Jones Island sewage treatment plant; may also use in large rotary sludge dryers converted to burn LFG in addition to NG |  |  |  |  | Milwaukee Metropolitan Sewerage District, WI |  | Unknown | 0 | 0
1006876 | 2151 | Orchard Ridge RDF | WI | Menomonee Falls | Waukesha | Private | Waste Management, Inc. | 35188046 | 2018 | Yes | 10.332 |  | 1765-0 | Shutdown | Project #1 | 1987-01-01 | Electricity | Gas Turbine |  | 3 gas turbines installed originally in 1987 | 5.85 | 9.3 |  | We Energies | Bio Energy Partners | WM Renewable Energy, LLC | No | 0 | 0
1006876 | 2151 | Orchard Ridge RDF | WI | Menomonee Falls | Waukesha | Private | Waste Management, Inc. | 35188046 | 2018 | Yes | 10.332 |  | 1765-1 | Operational | Project #1, Expansion #1 | 2011-01-01 | Electricity | Gas Turbine |  | 1 additional gas turbine in 2010, for total of 4 gas turbines | 10.2 | 12.4 |  | We Energies | WM Renewable Energy, LLC | WM Renewable Energy, LLC | Yes | 0.46084 | 0.05381
1007075 | 1687 | Outagamie County LF | WI | Appleton | Outagamie | Public | Outagamie County, WI | 11497762 | 2018 | Yes | 2.923 |  | 180963-0 | Operational | Project #2 | 2007-03-31 | Electricity | Reciprocating Engine |  | (3) Caterpillar G3520 engines | 4.8 | 4.8 | 2.16 |  | Bio-Gas Technologies, Ltd. |  | No | 0.21686 | 0.02532
1007726 | 1689 | Pheasant Run Recycling and Disposal Facility | WI | Bristol | Kenosha | Private | Waste Management, Inc. | 22304385 | 2018 | Yes | 6.54 |  | 1769-0 | Operational | Project #1 | 1992-01-01 | Electricity | Reciprocating Engine |  | Plant #1: 3 Caterpillar 3516's online in 1992 | 2.4 | 2.4 | 1.3 | We Energies | Bio Energy Partners | WM Renewable Energy, LLC | No | 0.10843 | 0.01266
1007726 | 1689 | Pheasant Run Recycling and Disposal Facility | WI | Bristol | Kenosha | Private | Waste Management, Inc. | 22304385 | 2018 | Yes | 6.54 |  | 1769-1 | Operational | Project #1, Expansion #1 | 2000-01-01 | Electricity | Reciprocating Engine |  | Plant #2: 4 Caterpillar 3516's online in 2000 | 3.2 | 3.2 | 1.728 | We Energies | Bio Energy Partners | WM Renewable Energy, LLC | No | 0.14458 | 0.01688
1007726 | 1689 | Pheasant Run Recycling and Disposal Facility | WI | Bristol | Kenosha | Private | Waste Management, Inc. | 22304385 | 2018 | Yes | 6.54 |  | 1769-2 | Operational | Project #1, Expansion #2 | 2002-01-01 | Electricity | Reciprocating Engine |  | Plant #3: 4 Caterpillar 3516's online in 2002 | 1.9 | 3.2 |  | We Energies | Bio Energy Partners | WM Renewable Energy, LLC | No | 0.08584 | 0.01002
1007834 | 1695 | Ridgeview RDF | WI | Whitelaw | Manitowoc | Private | Waste Management, Inc. | 13754795 | 2018 | Yes | 1.999 |  | 1775-0 | Shutdown | Project #1 | 2002-09-15 | Electricity | Reciprocating Engine |  | 3 CAT 3516 engines rated at 2.4 MW total | 2.25 | 2.4 | 1.188 | Wisconsin Public Service Corporation | Bio Energy Partners | WM Renewable Energy, LLC | No | 0 | 0
1007834 | 1695 | Ridgeview RDF | WI | Whitelaw | Manitowoc | Private | Waste Management, Inc. | 13754795 | 2018 | Yes | 1.999 |  | 1775-1 | Shutdown | Project #1, Expansion #1 | 2004-01-01 | Electricity | Reciprocating Engine |  | 1 CAT 3516 engine | 0.75 | 0.8 | 0.396 | Wisconsin Public Service Corporation | Bio Energy Partners | WM Renewable Energy, LLC | No | 0 | 0
1007834 | 1695 | Ridgeview RDF | WI | Whitelaw | Manitowoc | Private | Waste Management, Inc. | 13754795 | 2018 | Yes | 1.999 |  | 1775-2 | Operational | Project #1, Expansion #2 | 2007-01-01 | Electricity | Reciprocating Engine |  | (6) Caterpillar 3516 engines | 4.13 | 4.8 |  | Wisconsin Public Service Corporation | WM Renewable Energy, LLC | WM Renewable Energy, LLC | Yes | 0.18659 | 0.02179
| 1699 | Sauk County SLF | WI | Baraboo | Sauk | Public | Sauk County, WI | 741336 | 2005 | Yes | 0.261 |  | 1779-0 | Operational | Project #1 | 2003-06-01 | Electricity | Microturbine |  | (8) 30-kW Capstone microturbines each using 15 cfm of LFG, siloxanes are removed from LFG before use | 0.24 | 0.24 | 0.173 | Alliant Energy | Alliant Energy |  | Yes | 0.01084 | 0.00127
| 1699 | Sauk County SLF | WI | Baraboo | Sauk | Public | Sauk County, WI | 741336 | 2005 | Yes | 0.261 |  | 1779-1 | Operational | Project #1, Expansion #1 | 2004-01-01 | Electricity | Microturbine |  | (4) 30-kW Capstone microturbines each using 15 cfm of LFG, siloxanes are removed from LFG before use | 0.12 | 0.12 | 0.086 | Alliant Energy | Alliant Energy |  | Yes | 0.00542 | 0.00063
| 1699 | Sauk County SLF | WI | Baraboo | Sauk | Public | Sauk County, WI | 741336 | 2005 | Yes | 0.261 |  | 1779-2 | Operational | Project #1, Expansion #2 | 2006-06-12 | Electricity | Microturbine |  | (12) 30-kW Capstone microturbines each using 15 cfm of LFG, siloxanes are removed from LFG before use | 0.36 | 0.36 | 0.259 | Alliant Energy | Alliant Energy |  | Yes | 0.01626 | 0.0019
1007705 | 2407 | Timberline Trail Recycling & Disposal Facility | WI | Weyerhaeuser | Rusk | Private | Waste Management, Inc. | 4304545 | 2018 | Yes | 2.7 |  | 180768-0 | Shutdown | Project #1 | 2006-01-23 | Electricity | Reciprocating Engine |  | (4) Caterpillar 3516 engines | 3 | 3.2 | 1.7 | Dairyland Power Cooperative | WM Renewable Energy, LLC | WM Renewable Energy, LLC | Yes | 0 | 0
1007705 | 2407 | Timberline Trail Recycling & Disposal Facility | WI | Weyerhaeuser | Rusk | Private | Waste Management, Inc. | 4304545 | 2018 | Yes | 2.7 |  | 180768-1 | Shutdown | Project #1, Expansion #1 | 2008-01-31 | Electricity | Cogeneration |  | (3) Caterpillar 3516 engines; waste heat is used to thaw ice from drop-off containers and to provide heat to adjacent shop building | 0.74 | 2.4 |  | Dairyland Power Cooperative | WM Renewable Energy, LLC | WM Renewable Energy, LLC | Yes | 0 | 0
1007705 | 2407 | Timberline Trail Recycling & Disposal Facility | WI | Weyerhaeuser | Rusk | Private | Waste Management, Inc. | 4304545 | 2018 | Yes | 2.7 |  | 180768-2 | Operational | Project #1, De-Expansion #1 | 2012-01-01 | Electricity | Cogeneration |  | (4) Caterpillar 3516 engines; waste heat is used to thaw ice from drop-off containers and to provide heat to adjacent shop building | 2.47 | 3.2 | 1.44 | Dairyland Power Cooperative | WM Renewable Energy, LLC | WM Renewable Energy, LLC | Yes | 0.11159 | 0.01303
1007704 | 1705 | Valley Trail Recycling & Disposal Facility | WI | Berlin | Green Lake | Private | Waste Management, Inc. | 11030650 | 2018 | Yes | 2.89 |  | 1785-0 | Operational | Project #1 | 1998-12-01 | Direct | Boiler |  | (2) boilers |  |  | 0.46 | Darling International | Waste Management, Inc. |  | Yes | 0.04027 | 0.00398
1007704 | 1705 | Valley Trail Recycling & Disposal Facility | WI | Berlin | Green Lake | Private | Waste Management, Inc. | 11030650 | 2018 | Yes | 2.89 |  | 180237-0 | Operational | Project #2 | 2001-08-01 | Electricity | Reciprocating Engine |  | (3) 800-kW Caterpillar 3516s | 1.8 | 2.4 |  | Alliant Energy | Alliant Energy | WM Renewable Energy, LLC | No | 0.08132 | 0.0095
1007065 | 1706 | Winnebago County Snell Road Landfill | WI | Oshkosh | Winnebago | Public | Winnebago County, WI | 5000000 |  | Yes | 0.168 |  | 1786-0 | Operational | Combination Project | 1989-01-01 | Electricity | Reciprocating Engine |  | 1 Centaur unit installed in 1989, switched to 3 Jenbacher 1 MW IC engine-generator sets in 1999 | 0.45 |  | 0.25 | Wisconsin Public Service Corporation | Winnebago County, WI |  | Yes | 0.02033 | 0.00237
1007224 | 1707 | Winnebago County Sunnyview Landfill | WI | Oshkosh | Winnebago | Public | Winnebago County, WI | 6134868 | 2012 | Yes | 1.272 |  | 1786-1 | Operational | Combination Project, Expansion #1 | 2000-01-01 | Electricity | Reciprocating Engine |  |  | 2.55 |  | 1.44 | Wisconsin Public Service Corporation | Winnebago County, WI |  | Yes | 0.11521 | 0.01345
1007224 | 1707 | Winnebago County Sunnyview Landfill | WI | Oshkosh | Winnebago | Public | Winnebago County, WI | 6134868 | 2012 | Yes | 1.272 |  | 180783-0 | Operational | Project #2 | 2007-04-01 | Electricity | Cogeneration |  | (1) Jenbacher JMC320 engine generator with Cain Exhaust Heat Recovery Unit (4,700 MBtu/hr at 194 deg F) | 1.06 | 1.06 | 0.5256 | Winnebago Sheriffs Office; Wisconsin Public Service Corporation | Winnebago County, WI |  | Yes | 0.04789 | 0.00559
1007224 | 1707 | Winnebago County Sunnyview Landfill | WI | Oshkosh | Winnebago | Public | Winnebago County, WI | 6134868 | 2012 | Yes | 1.272 |  | 180929-0 | Operational | Project #3 | 2006-01-01 | Direct | Boiler |  |  |  |  | 0.1224 | Winnebago County Highway Building |  |  | No | 0.01072 | 0.00106
1002359 | 2207 | City of Charleston Landfill | WV | Charleston | Kanawha | Public | City of Charleston, WV | 4977316 | 2018 | Yes | 0.677 |  | 200981-0 | Operational | Project #2 | 2018-02-01 | Renewable Natural Gas | Vehicle Fuel | Pipeline Injection | LFG dried in mechanical chiller, goes into series of carbon beds and through 3 states of compression, then through membrane to remove CO2, clean stream is 97% CH4 and 3% N2, vehicle fuel use downstream; the CO2 stream will be liquefied and sold too |  |  | 0.677 | Mountaineer Gas Company | Tallarico Energy | Tallarico Energy | No | 0.05927 | 0.00534
1007785 | 2150 | Raleigh County SWA Landfill | WV | Beckley | Raleigh | Public | Raleigh County, WV | 3746103 | 2018 | Yes | 0.701 |  | 180220-0 | Operational | New River Clean Energy Project | 2017-03-15 | Electricity | Reciprocating Engine |  | (2) Caterpillar 3520 engines | 1.3 | 3.2 |  | American Electric Power | Seven Islands Environmental Solutions LLC |  | No | 0.05873 | 0.00686
1011036 | 2225 | Wetzel County Landfill | WV | New Martinsville | Wetzel | Private | J.P. Mascaro & Sons | 1000000 | 2002 | Yes | 0.72 | 0.432 | 180309-0 | Operational | Project #1 | 2003-01-01 | Direct | Boiler |  | LFG fed to boiler to heat leachate for pre-treatment, heating allows less chemicals to be used to treat the leachate |  |  | 0.15 |  |  |  | Yes | 0.01313 | 0.0013
Note on A1: GHGRP ID corresponds to the 7-digit Facility Identifier assigned to facilities required to report under EPA's Greenhouse Gas Reporting Program
Note on B1: Unique identifying number for each landfill
Note on C1: Landfill name
Note on D1: State landfill is located in
Note on E1: City landfill is located in or near
Note on F1: County landfill is located in
Note on G1: Indicates if landfill is publicly owned, privately owned, or co-owned by public and private entities
Note on H1: Organization that owns the landfill
Note on I1: Waste-in-place at the landfill in short tons
Note on J1: Year corresponding to the waste-in-place at the landfill (YYYY)
Note on K1: Is there a landfill gas collection system in place? 'Yes' for an active GCCS; 'No' if landfill has no gas collection system, is passively venting/flaring, or has perimeter gas wells.
Note on L1: Amount of landfill gas being collected in million standard cubic feet per day
Note on M1: Amount of landfill gas flared (if project is operational, amount of landfill gas flared in back-up flare(s)) in million standard cubic feet per day
Note on N1: Unique identifying number combination for "parent" project and "expansion" number
Note on O1: Current project status (Operational, Construction, Planned, Shutdown, Candidate, Future Potential, Low Potential, Unknown)
Note on P1: Specific project name (if applicable)
Note on Q1: Date project or expansion became operational (MM/DD/YYYY)
Note on R1: Category of LFG energy project type (Electricity, Direct, Renewable Natural Gas)
Note on S1: Specific type of LFG energy project technology
Note on T1: Method for delivery of the renewable natural gas (Pipeline Injection, Local Use, Unknown)
Note on U1: Details about the specific use of landfill gas in the project
Note on V1: Actual or estimated electric generation in megawatts for electricity-generating projects
Note on W1: Rated capacity in megawatts for electricity-generating projects
Note on X1: Amount of landfill gas flowing to project or that will flow to the project when it becomes operational in million standard cubic feet per day
Note on Y1: Name of end user organization
Note on Z1: Name of project developer organization
Note on AA1: Name of project owner organization
Note on AB1: 'Yes' indicates that a third-party developer did not develop the project; if the landfill owner or end user developed the project, the project is considered self-developed
Note on AC1: Direct methane reductions by the energy project for the current year
Note on AD1: Avoided carbon dioxide emission reductions by the energy project for the current year

## Field Descriptions
Field Name | Description
GHGRP ID | GHGRP ID corresponds to the 7-digit Facility Identifier assigned to facilities required to report under EPA's Greenhouse Gas Reporting Program
Landfill ID | Unique identifying number for each landfill
Landfill Name | Landfill name
State | State landfill is located in
City | City landfill is located in or near
County | County landfill is located in
Ownership Type | Indicates if landfill is publicly owned, privately owned, or co-owned by public and private entities
Landfill Owner Organization(s) | Organization that owns the landfill
Waste in Place (tons) | Waste-in-place at the landfill in short tons
Waste in Place Year | Year corresponding to the waste-in-place at the landfill (YYYY)
LFG Collection System In Place? | Is there a landfill gas collection system in place? 'Yes' for an active GCCS; 'No' if landfill has no gas collection system, is passively venting/flaring, or has perimeter gas wells.
LFG Collected (mmscfd) | Amount of landfill gas being collected in million standard cubic feet per day
LFG Flared (mmscfd) | Amount of landfill gas flared (if project is operational, amount of landfill gas flared in back-up flare(s)) in million standard cubic feet per day
Project ID | Unique identifying number combination for "parent" project and "expansion" number
Current Project Status | Current project status (Operational, Construction, Planned, Shutdown, Candidate, Future Potential, Low Potential, Unknown)
Project Name | Specific project name (if applicable)
Project Start Date | Date project or expansion became operational (MM/DD/YYYY)
Project Type Category | Category of LFG energy project type (Electricity, Direct, Renewable Natural Gas)
LFG Energy Project Type | Specific type of LFG energy project technology
RNG Delivery Method | Method for delivery of the renewable natural gas (Pipeline Injection, Local Use, Unknown)
LFG Use Details | Details about the specific use of landfill gas in the project
Actual MW Generation | Actual or estimated electric generation in megawatts for electricity-generating projects
Rated MW Capacity | Rated capacity in megawatts for electricity-generating projects
LFG Flow to Project (mmscfd) | Amount of landfill gas flowing to project or that will flow to the project when it becomes operational in million standard cubic feet per day
End User(s) | Name of end user organization
Project Developer(s) | Name of project developer organization
Project Owner(s) | Name of project owner organization
Self-Developed | 'Yes' indicates that a third-party developer did not develop the project; if the landfill owner or end user developed the project, the project is considered self-developed
Current Year Emission Reductions (MMTCO2e/yr) - Direct | Direct methane reductions by the energy project for the current year
Current Year Emission Reductions (MMTCO2e/yr) - Avoided | Avoided carbon dioxide emission reductions by the energy project for the current year